## Explanation
LEGEND of the sheets
OUTPUT
DATA USED
CALCULATIONS
References
DATA USED
Explanation
CALCULATIONS
The Autoproducer CHP capacities for 2005 have been used from P. Loesoenen (2008)
These capacities are corrected so that AF is logic both for Autoproducer ELE ONLY and Autoproducer CHP.
It is assumed that "117622 Net Inst. Capacity - Autoproducer power plants" is the capacity of both ELC ONLY and CHP plants.
| just like | 117621 Net Inst. Cap. - Public power plants
117621 Net installed capacity - public power plants covers the net installed electrical capacity of public power stations.
The net capacity is the maximum power assumed to be solely active power that can be supplied, continuously, with all plant running, at the point of outlet to the network.
Public supply power plants generate electricity (and heat) for sale to third parties, as their primary activity. They may be privately or publicly owned.
117622 Net installed capacity - autoproducer power plants Net installed capacity - autoproducer power plants cover the net installed electrical capacity of autoproducer power stations.
The net capacity is the maximum power assumed to be solely active power that can be supplied, continuously, with all plant running, at the point of outlet to the network.
Autoproducer power plants generate electricity wholly or partly for their use as an activity, which supports their primary activity.
The Autoproducer CHP heat production is taken from the same source
Sold heat is subtracted from this heat production so that later it can be added to the heat consumption of the industrial sectors without doublecounting the sold heat.
"Input to autoproducers thermal power stations (Code 101022) "
Definition
"… consists of fuels transformed into electricity as well as the part of fuels used for the heat sold to third parties (Combined heat and power plants) by autoproducer thermal power stations. Autoproducer thermal power stations are defined as undertakings which generate electricity wholly or partly for their own use as an activity which supports their primary activity."
Conclusion: this only has part of the heat production (the heat sold namely).
Output from autoproducers' thermal power stations (Code 101122)
Output from autoproducers' thermal power stations covers gross electricity generated and any heat also sold to third parties (Combined heat and power plants) by autoproducer thermal power stations. Autoproducer thermal power stations generate electricity (and heat) wholly or partly for their use as an activity, which supports their primary activity. The gross electricity generation is measured at the outlet of the main transformers, i.e. the consumption of electricity in the plant auxiliaries and in transformers is included.
Derived heat: Derived heat covers the total heat production in heating plants and in combined heat and power plants. It includes the heat used by the auxiliaries of the installation which use hot fluid (space heating, liquid fuel heating, etc.) and losses in the installation/network heat exchanges. For autoproducing entities (= entities generating electricity and/or heat wholly or partially for their own use as an activity which supports their primary activity) the heat used by the undertaking for its own processes is not included.
Black licquor is not in autoproduction as it is a "recycled" fuel.
We can subtract fuels and add heat in each of the BY templates (reason: the heat is the heat without the heat sold so it can be added to the already existing heat)
We can update the subres for CHP capacities etc.. (trans)
[5 empty] | GW | ELE eff | HEAT eff | AF | ELE | HEAT | Fuel input
|  |  |  | Assume CHP ELC Cap | 0.17637 | 0.4 | 0.4 | 0 | 0 | 0 | 0
|  |  |  | ELE cap | 0.38363 | 0.45 |  | 0.58026 | 7.02 | 0 | 15.6
|  |  |  | TOTAL |  |  |  |  | 7.02 |  | 15.6
[9 empty] | 8.5 |  | 15.6
Autoproducer CHP: 0.56
Fuel:
11 PJ + 5 PJ for heat sold
Fuel
Total CAPACITY: 0.56 GW
Total ELC: 8.5 PJ
FUEL:
15.6 PJ for ELE and heat sold
Heat: 0 PJ
Autoproducer ELE only: 0
Heat sold: 2.1 PJ
ELC: 8.5 PJ
ELC: 0 PJ

## CHP Fuel_IN Heat_OUT
Part of CHP fuel input to be subtracted from Final Demand and Heat to be added
To COPY and PASTE in all BY INDtemplate and in BY SUPtemplate
|  | to subtract | [6 empty] | to add
Fuel Consumption and HEAT production (excl. Heat sold) in CHP plants (PJ) in final energy
|  | Solids | Refinery Gas | Oil | Natural Gas | Derived gas | Biomass | Waste | HEAT used on site
AT | Iron and steel industry | 0 |  |  |  | 0 |  |  | 0 | 0% | #DIV/0!
| Chemical industry | 1.0048 | 0 | 0 | 7.1369 |  | 1.353 | 0 | 6.0305 | 15.59% | 0.63514
| Paper and printing industry | 2.9226 |  |  | 10.9887 |  | 16.437 | 0.058688 | 19.3129 | 49.92% | 0.63514
| Other industries | 0 |  | 0.073301 | 10.7761 |  | 9.054 | 1.101 | 13.3408 | 34.49% | 0.63514
BE | Iron and steel industry | 1.6262 |  |  |  | 0 |  |  | 1.2548 | 20.64% | 0.7716
| Chemical industry | 0.29308 | 0 | 0 | 1.8808 |  | 0 | 0.39505 | 1.9821 | 32.61% | 0.7716
| Paper and printing industry | 0 |  |  | 0.95086 |  | 1.7999 | 0 | 2.1225 | 34.92% | 0.7716
| Other industries | 0 |  | 0 | 0.93246 |  | 0 | 0 | 0.71948 | 11.84% | 0.7716
BG | Iron and steel industry | 1.001 |  |  |  | 0 |  |  | 0.65037 | 6.456% | 0.64972
| Chemical industry | 2.777 | 0 | 0 | 2.2516 |  | 0 | 0 | 3.2671 | 32.43% | 0.64972
| Paper and printing industry | 0 |  |  | 1.376 |  | 0 | 0 | 0.89399 | 8.875% | 0.64972
| Other industries | 2.608 |  | 4.1414 | 1.3493 |  | 0 | 0 | 5.2619 | 52.24% | 0.64972
CY | Iron and steel industry | 0 |  |  |  | 0 |  |  | 0 | #DIV/0! | #DIV/0!
| Chemical industry | 0 | 0 | 0 | 0 |  | 0 | 0 | 0 | #DIV/0! | #DIV/0!
| Paper and printing industry | 0 |  |  | 0 |  | 0 | 0 | 0 | #DIV/0! | #DIV/0!
| Other industries | 0 |  | 0 | 0 |  | 0 | 0 | 0 | #DIV/0! | #DIV/0!
CZ | Iron and steel industry | 0.97555 |  |  |  | 0 |  |  | 0.64118 | 1.85% | 0.65725
| Chemical industry | 36.2996 | 0 | 0 | 0.27687 |  | 0 | 0.15565 | 24.1423 | 69.66% | 0.65725
| Paper and printing industry | 0 |  |  | 0.12248 |  | 9.753 | 0 | 6.4907 | 18.73% | 0.65725
| Other industries | 0 |  | 0 | 0.12011 |  | 5.0056 | 0.023 | 3.384 | 9.764% | 0.65725
DE | Iron and steel industry | 0 |  |  |  | 0 |  |  | 0 | 0% | #DIV/0!
| Chemical industry | 8.877 | 0 | 0 | 35.5188 |  | 0 | 0 | 35.674 | 31.74% | 0.80354
| Paper and printing industry | 0 |  |  | 38.9131 |  | 0 | 0 | 31.2684 | 27.82% | 0.80354
| Other industries | 0 |  | 0 | 38.1603 |  | 18.4166 | 0 | 45.462 | 40.45% | 0.80354
DK | Iron and steel industry | 0 |  |  |  | 0 |  |  | 0 | 0% | #DIV/0!
| Chemical industry | 0.027582 | 0 | 0 | 2.1955 |  | 0 | 0 | 1.8661 | 29.58% | 0.83941
| Paper and printing industry | 0 |  |  | 1.5091 |  | 0 | 0 | 1.2667 | 20.08% | 0.83941
| Other industries | 0 |  | 0 | 3.7013 |  | 0.033596 | 0.049565 | 3.1767 | 50.35% | 0.83941
EE | Iron and steel industry | 0 |  |  |  | 0 |  |  | 0 | 0% | #DIV/0!
| Chemical industry | 0 | 0 | 0 | 0.113 |  | 0 | 0 | 0.10101 | 6.542% | 0.89386
| Paper and printing industry | 0 |  |  | 0.13002 |  | 0.083736 | 0 | 0.19107 | 12.38% | 0.89386
| Other industries | 0.09 |  | 0 | 1.1168 |  | 0.19367 | 0 | 1.2519 | 81.08% | 0.89386
ES | Iron and steel industry | 0 |  |  |  | 0 |  |  | 0 | 0% | #DIV/0!
| Chemical industry | 2.0402 | 0 | 0 | 48.485 |  | 0 | 0 | 40.4078 | 28.22% | 0.79975
| Paper and printing industry | 0 |  |  | 36 |  | 13.4231 | 0 | 39.5264 | 27.61% | 0.79975
| Other industries | 0 |  | 0 | 79.0621 |  | 0 | 0 | 63.2303 | 44.17% | 0.79975
FI | Iron and steel industry | 0 |  |  |  | 0 |  |  | 0 | 0% | #DIV/0!
| Chemical industry | 3.851 | 0 | 0 | 0.75362 |  | 0 | 0 | 3.7322 | 3.263% | 0.81054
| Paper and printing industry | 5.084 |  |  | 21.981 |  | 103.3084 | 0.60457 | 106.1622 | 92.81% | 0.81054
| Other industries | 0.428 |  | 2.466 | 2.092 |  | 0 | 0.558 | 4.4936 | 3.928% | 0.81054
FR | Iron and steel industry | 0 |  |  |  | 0 |  |  | 0 | 0% | #DIV/0!
| Chemical industry | 4.4566 | 0 | 0 | 30.7246 |  | 0 | 0 | 28.2868 | 22.35% | 0.80403
| Paper and printing industry | 0 |  |  | 36.8132 |  | 23.232 | 0 | 48.2782 | 38.14% | 0.80403
| Other industries | 0 |  | 0 | 36.1009 |  | 26.115 | 0 | 50.0236 | 39.52% | 0.80403
GR | Iron and steel industry | 0 |  |  |  | 0 |  |  | 0 | 0% | #DIV/0!
| Chemical industry | 0 | 0 | 0 | 2.216 |  | 0 | 0 | 1.194 | 16.72% | 0.53883
| Paper and printing industry | 0 |  |  | 0.09967 |  | 0 | 0 | 0.053705 | 0.7519% | 0.53883
| Other industries | 0 |  | 0 | 5.9406 |  | 5 | 0 | 5.8951 | 82.53% | 0.53883
HU | Iron and steel industry | 0 |  |  |  | 0 |  |  | 0 | 0% | #DIV/0!
| Chemical industry | 0 | 0 | 0 | 2.7426 |  | 0 | 0 | 2.1058 | 47.8% | 0.7678
| Paper and printing industry | 0 |  |  | 1.2133 |  | 0.18166 | 0 | 1.0711 | 24.31% | 0.7678
| Other industries | 0 |  | 0 | 1.1898 |  | 0 | 0.41042 | 1.2287 | 27.89% | 0.7678
IE | Iron and steel industry | 0 |  |  |  | 0 |  |  | 0 | 0% | #DIV/0!
| Chemical industry | 0 | 0 | 0 | 1.3569 |  | 0 | 0 | 1.0564 | 24.35% | 0.77859
| Paper and printing industry | 0 |  |  | 0.46055 |  | 0 | 0 | 0.35858 | 8.264% | 0.77859
| Other industries | 0.99571 |  | 0 | 2.7595 |  | 0 | 0 | 2.9238 | 67.39% | 0.77859
IT | Iron and steel industry | 0.041683 |  |  |  | 0 |  |  | 0.03047 | 0.6497% | 0.731
| Chemical industry | 0.08 | 0 | 0 | 1.854 |  | 0 | 0 | 1.4138 | 30.14% | 0.731
| Paper and printing industry | 0 |  |  | 2.2214 |  | 0 | 0 | 1.6239 | 34.62% | 0.731
| Other industries | 0 |  | 0 | 2.1785 |  | 0 | 0.040268 | 1.6219 | 34.58% | 0.731
LT | Iron and steel industry | 0 |  |  |  | 0 |  |  | 0 | 0% | #DIV/0!
| Chemical industry | 0 | 0 | 0 | 2.0097 |  | 0 | 0 | 1.5868 | 20.13% | 0.78957
| Paper and printing industry | 0 |  |  | 0 |  | 0 | 0 | 0 | 0% | #DIV/0!
| Other industries | 0 |  | 0 | 6.5689 |  | 1.4026 | 0 | 6.2941 | 79.87% | 0.78957
LU | Iron and steel industry | 0 |  |  |  | 0 |  |  | 0 | 0% | #DIV/0!
| Chemical industry | 0 | 0 | 0 | 0 |  | 0 | 0 | 0 | 0% | #DIV/0!
| Paper and printing industry | 0 |  |  | 0 |  | 0 | 0 | 0 | 0% | #DIV/0!
| Other industries | 0 |  | 0 | 0 |  | 0 | 0 | 2.1227 | 100% | #DIV/0!
LV | Iron and steel industry | 0 |  |  |  | 0 |  |  | 0 | 0% | #DIV/0!
| Chemical industry | 0 | 0 | 0 | 0.318 |  | 0 | 0 | 0.27391 | 29.34% | 0.86138
| Paper and printing industry | 0 |  |  | 0.034876 |  | 0.01113 | 0 | 0.039629 | 4.245% | 0.86138
| Other industries | 0 |  | 0 | 0.71977 |  | 0 | 0 | 0.62 | 66.41% | 0.86138
MT | Iron and steel industry | 0 |  |  |  | 0 |  |  | 0 | #DIV/0! | #DIV/0!
| Chemical industry | 0 | 0 | 0 | 0 |  | 0 | 0 | 0 | #DIV/0! | #DIV/0!
| Paper and printing industry | 0 |  |  | 0 |  | 0 | 0 | 0 | #DIV/0! | #DIV/0!
| Other industries | 0 |  | 0 | 0 |  | 0 | 0 | 0 | #DIV/0! | #DIV/0!
NL | Iron and steel industry | 0 |  |  |  | 0 |  |  | 0 | 0% | #DIV/0!
| Chemical industry | 0 | 0 | 0 | 35.0091 |  | 0 | 0 | 29.1144 | 38.83% | 0.83162
| Paper and printing industry | 0 |  |  | 0.26841 |  | 0 | 0 | 0.22322 | 0.2977% | 0.83162
| Other industries | 0 |  | 3.6245 | 51.2533 |  | 0 | 0 | 45.6377 | 60.87% | 0.83162
PL | Iron and steel industry | 6.322 |  |  |  | 0 |  |  | 4.9387 | 4.65% | 0.7812
| Chemical industry | 30.121 | 0 | 0 | 8.104 |  | 0 | 1.7288 | 31.2117 | 29.39% | 0.7812
| Paper and printing industry | 12.3928 |  |  | 2.288 |  | 12.2701 | 0.125 | 21.1516 | 19.92% | 0.7812
| Other industries | 55.509 |  | 0 | 5.3882 |  | 0 | 1.708 | 48.9069 | 46.05% | 0.7812
PT | Iron and steel industry | 0 |  |  |  | 0 |  |  | 0 | 0% | #DIV/0!
| Chemical industry | 0 | 0 | 0 | 2.6796 |  | 0 | 0 | 2.4418 | 11.48% | 0.91129
| Paper and printing industry | 0 |  |  | 0.012954 |  | 5.6409 | 0 | 5.1523 | 24.23% | 0.91129
| Other industries | 0 |  | 7.8289 | 7.1731 |  | 0 | 0 | 13.6711 | 64.29% | 0.91129
RO | Iron and steel industry | 0.033954 |  |  |  | 0 |  |  | 0.031277 | 0.5547% | 0.92115
| Chemical industry | 5.272 | 0 | 0 | 0.4294 |  | 0 | 0 | 5.2518 | 93.14% | 0.92115
| Paper and printing industry | 0 |  |  | 0.18996 |  | 0.0099852 | 0 | 0.18418 | 3.266% | 0.92115
| Other industries | 0 |  | 0 | 0.18629 |  | 0 | 0 | 0.1716 | 3.043% | 0.92115
SE | Iron and steel industry | 0 |  |  |  | 0 |  |  | 0 | 0% | #DIV/0!
| Chemical industry | 0.15331 | 0 | 0 | 0.11857 |  | 0 | 0 | 0.2126 | 0.5391% | 0.78197
| Paper and printing industry | 0 |  |  | 0.14206 |  | 49.2529 | 0 | 38.6253 | 97.95% | 0.78197
| Other industries | 0 |  | 0.62409 | 0.13931 |  | 0 | 0 | 0.59696 | 1.514% | 0.78197
SI | Iron and steel industry | 0 |  |  |  | 0 |  |  | 0 | 0% | #DIV/0!
| Chemical industry | 0 | 0 | 0 | 1.0993 |  | 0 | 0.092 | 1.1027 | 12.45% | 0.92563
| Paper and printing industry | 1.3985 |  |  | 1.3171 |  | 1.934 | 0 | 4.3038 | 48.59% | 0.92563
| Other industries | 0.022 |  | 0.69716 | 1.2916 |  | 1.7174 | 0 | 3.4509 | 38.96% | 0.92563
SK | Iron and steel industry | 6.0131 |  |  |  | 0 |  |  | 0.1284 | 55.97% | 0.021353
| Chemical industry | 0.489 | 0 | 0 | 1.5708 |  | 0 | 0.605 | 0.056901 | 24.8% | 0.021353
| Paper and printing industry | 0 |  |  | 0.6949 |  | 0.25409 | 0 | 0.020264 | 8.834% | 0.021353
| Other industries | 0 |  | 0.37978 | 0.68146 |  | 0 | 0.055 | 0.023835 | 10.39% | 0.021353
UK | Iron and steel industry | 0.43589 |  |  |  | 0 |  |  | 0.32306 | 0.4302% | 0.74115
| Chemical industry | 3.3913 | 0 | 0 | 32.5961 |  | 0 | 0 | 26.672 | 35.52% | 0.74115
| Paper and printing industry | 0 |  |  | 25.4505 |  | 0 | 0 | 18.8626 | 25.12% | 0.74115
| Other industries | 0 |  | 0 | 38.0568 |  | 0 | 1.3867 | 29.2335 | 38.93% | 0.74115
CH | Iron and steel industry | 0 |  |  |  | 0 |  |  | 0 | 0% | #DIV/0!
| Chemical industry | 0 | 0 | 0 | 7.8922 |  | 0 | 1.698 | 6.7625 | 31.56% | 0.70515
| Paper and printing industry | 0 |  |  | 2.1486 |  | 0.33723 | 3.475 | 4.2033 | 19.61% | 0.70515
| Other industries | 0 |  | 2.7081 | 11.797 |  | 0 | 0.334 | 10.4638 | 48.83% | 0.70515
IS | Iron and steel industry | 0 |  |  |  | 0 |  |  | 0 | #DIV/0! | #DIV/0!
| Chemical industry | 0 | 0 | 0 | 0 |  | 0 | 0 | 0 | #DIV/0! | #DIV/0!
| Paper and printing industry | 0 |  |  | 0 |  | 0 | 0 | 0 | #DIV/0! | #DIV/0!
| Other industries | 0 |  | 0 | 0 |  | 0 | 0 | 0 | #DIV/0! | #DIV/0!
NO | Iron and steel industry | 0 |  |  |  | 0 |  |  | 0 | #DIV/0! | #DIV/0!
| Chemical industry | 0 | 0 | 0 | 0 |  | 0 | 0 | 0 | #DIV/0! | #DIV/0!
| Paper and printing industry | 0 |  |  | 0 |  | 0 | 0 | 0 | #DIV/0! | #DIV/0!
| Other industries | 0 |  | 0 | 0 |  | 0 | 0 | 0 | #DIV/0! | #DIV/0!
Fuel Consumption and HEAT production (excl. Heat sold) in CHP plants (PJ) in final energy
|  | Solids | Refinery Gas | Oil | Natural Gas | Derived gas | Biomass | Waste | HEAT
AT | Refineries |  | 0 | 1.04 | 6.7826 |  |  |  | 4.9685
BE | Refineries |  | 0 | 3.7942 | 2.58 |  |  |  | 4.9183 | 80.91% | 0.7716
BG | Refineries |  | 0.40086 | 0 | 2.618 |  |  |  | 1.9614 | 19.47% | 0.64972
CY | Refineries |  | 0 | 0 | 0 |  |  |  | 0 | #DIV/0! | #DIV/0!
CZ | Refineries |  | 0 | 0.96775 | 0.41445 |  |  |  | 0.90846 | 2.621% | 0.65725
DE | Refineries |  | 0.7324 | 12.8114 | 7.218 |  |  |  | 16.683 | 14.84% | 0.80354
DK | Refineries |  | 0.32352 | 0.18361 | 0 |  |  |  | 0.42569 | 6.747% | 0.83941
EE | Refineries |  | 0 | 0 | 0 |  |  |  | 0 | 0% | #DIV/0!
ES | Refineries |  | 0 | 1.5814 | 0 |  |  |  | 1.2647 | 0.8834% | 0.79975
FI | Refineries |  | 0 | 4.56 | 10.574 |  |  |  | 12.2666 | 10.72% | 0.81054
FR | Refineries |  | 0.47274 | 6.1685 | 0 |  |  |  | 5.3397 | 4.218% | 0.80403
GR | Refineries |  | 0 | 4.3051 | 0 |  |  |  | 2.3197 | 32.48% | 0.53883
HU | Refineries |  | 0 | 0.67283 | 4.1056 |  |  |  | 3.6689 | 83.28% | 0.7678
IE | Refineries |  | 0 | 0 | 0 |  |  |  | 0 | 0% | #DIV/0!
IT | Refineries |  | 1.2722 | 3.704 | 0 |  |  |  | 3.6376 | 77.56% | 0.731
LT | Refineries |  | 0 | 0 | 0.028 |  |  |  | 0.022108 | 0.2805% | 0.78957
LU | Refineries |  | 0 | 0 | 0 |  |  |  | 0 | 0% | #DIV/0!
LV | Refineries |  | 0 | 0 | 0 |  |  |  | 0 | 0% | #DIV/0!
MT | Refineries |  | 0 | 0 | 0 |  |  |  | 0 | #DIV/0! | #DIV/0!
NL | Refineries |  | 26.6299 | 7.56 | 31.56 |  |  |  | 54.6791 | 72.93% | 0.83162
PL | Refineries |  | 0 | 27.1394 | 13.1141 |  |  |  | 31.4459 | 29.61% | 0.7812
PT | Refineries |  | 0 | 0 | 3.326 |  |  |  | 3.0309 | 14.25% | 0.91129
RO | Refineries |  | 0.098971 | 0.43465 | 0.64279 |  |  |  | 1.0836 | 19.22% | 0.92115
SE | Refineries |  | 0 | 2.385 | 0 |  |  |  | 1.865 | 4.729% | 0.78197
SI | Refineries |  | 0 | 0 | 0 |  |  |  | 0 | 0% | #DIV/0!
SK | Refineries |  | 0.1123 | 3.84 | 2.3514 |  |  |  | 0.1346 | 58.68% | 0.021353
UK | Refineries |  | 0 | 6.5685 | 13.848 |  |  |  | 15.1316 | 20.15% | 0.74115
CH | Refineries |  | 2.3921 | 0.88 | 0 |  |  |  | 2.3073 | 10.77% | 0.70515
IS | Refineries |  | 0 | 0 | 0 |  |  |  | 0 | #DIV/0! | #DIV/0!
NO | Refineries |  | 0 | 0 | 0 |  |  |  | 0 | #DIV/0! | #DIV/0!
AL | Refineries
BA | Refineries
HR | Refineries
KS | Refineries
ME | Refineries
MK | Refineries
RS | Refineries

## CHP BY IND
Industrial BY CHP
***FI_Process
| TechName | Comm-IN | Comm-OUT | Share~UP | Cap2Act | EFF | CHPR~FX | AFA | LIFE | Peak | Stock | Stock~2025 |  |  |  | Sets | TechName | TechDesc | Tact | Tcap | Tslvl | PrimaryCG | Vintage
| \I: |  |  |  | PJ/GW |  |  |  | Years |  |  |  | ELE | HEAT | FUEL IN | CHP | CHPAUTOGENSOLID00 | CHP.Autoproducer.Solid.00 | PJ | GW | DAYNITE
AT | CHPAUTOGENSOLID00 | INDCOA |  |  | 31.536 | 0.14908 | 3.1885 | 0.54587 | 20 | 1 | 0.04502 | 0 | 0.77501 | 2.4712 | 5.1985 |  | CHPAUTOGENRFG00 | CHP.Autoproducer.RefinaryGas.00 | PJ | GW | DAYNITE
|  | INDCOL |  | 0.83858 | [12 empty] | CHPAUTOGENOIL00 | CHP.Autoproducer.HFOLFO.00 | PJ | GW | DAYNITE
|  |  | INDELC | [13 empty] | CHPAUTOGENGAS00 | CHP.Autoproducer.GASCOGBFG.00 | PJ | GW | DAYNITE
|  |  | INDHTH | [13 empty] | CHPAUTOGENBIO00 | CHP.Autoproducer.Biomass.00 | PJ | GW | DAYNITE
|  |  | IISHTH | [13 empty] | CHPAUTOGENWASTE00 | CHP.Autoproducer.Waste.00 | PJ | GW | DAYNITE
ICHHTH
ICLHTH
IPPHTH
IOIHTH
| CHPAUTOGENRFG00 | INDRFG |  |  | 31.536 | 0.14908 | 3.1885 | 0.54587 | 20 | 1 | 0 | 0 | 0 | 0 | 0
INDELC
INDHTH
REFHTH
ICHHTH
ICLHTH
| CHPAUTOGENOIL00 | INDLFO |  | 1 | 31.536 | 0.14908 | 3.1885 | 0.54587 | 20 | 1 | 0.012762 | 0 | 0.21969 | 0.70049 | 1.4736
INDHFO
INDELC
INDHTH
ICHHTH
ICLHTH
REFHTH
IOIHTH
| CHPAUTOGENGAS00 | INDGAS |  |  | 31.536 | 0.14908 | 3.1885 | 0.54587 | 20 | 1 | 0.40905 | 0 | 7.0416 | 22.4525 | 47.2324
INDELC
INDHTH
REFHTH
IISHTH
ICUHTH
ICHHTH
ICLHTH
IPPHTH
IOIHTH
| CHPAUTOGENBIO00 | INDBIO |  |  | 31.536 | 0.14908 | 3.1885 | 0.54587 | 20 | 1 | 0.3212 | 0 | 5.5294 | 17.6309 | 37.0892
INDELC
INDHTH
ICHHTH
ICLHTH
IPPHTH
IOIHTH
| CHPAUTOGENWASTE00 | INDMUN |  |  | 31.536 | 0.14908 | 3.1885 | 0.54587 | 20 | 1 | 0.013293 | 0 | 0.22884 | 0.72967 | 1.535
INDSLU
|  |  | INDELC | [9 empty] | 13.7946 | 43.9847 | 92.5286
INDHTH
IPPHTH
|  |  | IOIHTH | [9 empty] | ELE | HEAT | FUEL IN
BE | CHPAUTOGENSOLID00 | INDCOA |  |  | 31.536 | 0.18255 | 3.2267 | 0.32826 | 20 | 1 | 0.065899 | 0 | 0.68219 | 2.2013 | 3.737
|  | INDCOL |  | 1
INDELC
INDHTH
IISHTH
ICHHTH
ICLHTH
IPPHTH
IOIHTH
| CHPAUTOGENRFG00 | INDRFG |  |  | 31.536 | 0.18255 | 3.2267 | 0.32826 | 20 | 1 | 0 | 0 | 0 | 0 | 0
INDELC
INDHTH
REFHTH
ICHHTH
ICLHTH
| CHPAUTOGENOIL00 | INDLFO |  | 0.32294 | 31.536 | 0.18255 | 3.2267 | 0.32826 | 20 | 1 | 0.13028 | 0 | 1.3486 | 4.3516 | 7.3876
INDHFO
INDELC
INDHTH
ICHHTH
ICLHTH
REFHTH
IOIHTH
| CHPAUTOGENGAS00 | INDGAS |  |  | 31.536 | 0.18255 | 3.2267 | 0.32826 | 20 | 1 | 0.21783 | 0 | 2.255 | 7.2762 | 12.3524
INDELC
INDHTH
REFHTH
IISHTH
ICUHTH
ICHHTH
ICLHTH
IPPHTH
IOIHTH
| CHPAUTOGENBIO00 | INDBIO |  |  | 31.536 | 0.18255 | 3.2267 | 0.32826 | 20 | 1 | 0.061801 | 0 | 0.63977 | 2.0644 | 3.5046
INDELC
INDHTH
ICHHTH
ICLHTH
IPPHTH
IOIHTH
| CHPAUTOGENWASTE00 | INDMUN |  |  | 31.536 | 0.18255 | 3.2267 | 0.32826 | 20 | 1 | 0.013564 | 0 | 0.14042 | 0.45309 | 0.7692
INDSLU
|  |  | INDELC | [9 empty] | 5.066 | 16.3465 | 27.7508
INDHTH
IPPHTH
|  |  | IOIHTH | [9 empty] | ELE | HEAT | FUEL IN
BG | CHPAUTOGENSOLID00 | INDCOA |  |  | 31.536 | 0.16074 | 3.042 | 0.70115 | 20 | 1 | 0.083151 | 0 | 1.8386 | 5.593 | 11.4381
|  | INDCOL |  | 0.93287
INDELC
INDHTH
IISHTH
ICHHTH
ICLHTH
IPPHTH
IOIHTH
| CHPAUTOGENRFG00 | INDRFG |  |  | 31.536 | 0.16074 | 3.042 | 0.70115 | 20 | 1 | 0.0052196 | 0 | 0.11541 | 0.35108 | 0.718
INDELC
INDHTH
REFHTH
ICHHTH
ICLHTH
| CHPAUTOGENOIL00 | INDLFO |  | 0 | 31.536 | 0.16074 | 3.042 | 0.70115 | 20 | 1 | 0.053924 | 0 | 1.1924 | 3.6271 | 7.4178
INDHFO
INDELC
INDHTH
ICHHTH
ICLHTH
REFHTH
IOIHTH
| CHPAUTOGENGAS00 | INDGAS |  |  | 31.536 | 0.16074 | 3.042 | 0.70115 | 20 | 1 | 0.098892 | 0 | 2.1867 | 6.6517 | 13.6035
INDELC
INDHTH
REFHTH
IISHTH
ICUHTH
ICHHTH
ICLHTH
IPPHTH
IOIHTH
| CHPAUTOGENBIO00 | INDBIO |  |  | 31.536 | 0.16074 | 3.042 | 0.70115 | 20 | 1 | 0 | 0 | 0 | 0 | 0
INDELC
INDHTH
ICHHTH
ICLHTH
IPPHTH
IOIHTH
| CHPAUTOGENWASTE00 | INDMUN |  |  | 31.536 | 0.16074 | 3.042 | 0.70115 | 20 | 1 | 0 | 0 | 0 | 0 | 0
INDSLU
|  |  | INDELC | [9 empty] | 5.333 | 16.2229 | 33.1774
INDHTH
IPPHTH
|  |  | IOIHTH | [9 empty] | ELE | HEAT | FUEL IN
CY | CHPAUTOGENSOLID00 | INDCOA |  |  | 31.536 | 0 | 0 | 0 | 20 | 1 | 0 | 0 | 0 | 0 | #DIV/0!
|  | INDCOL |  | 0
INDELC
INDHTH
IISHTH
ICHHTH
ICLHTH
IPPHTH
IOIHTH
| CHPAUTOGENRFG00 | INDRFG |  |  | 31.536 | 0 | 0 | 0 | 20 | 1 | 0 | 0 | 0 | 0 | #DIV/0!
INDELC
INDHTH
REFHTH
ICHHTH
ICLHTH
| CHPAUTOGENOIL00 | INDLFO |  | #DIV/0! | 31.536 | 0 | 0 | 0 | 20 | 1 | 0 | 0 | 0 | 0 | #DIV/0!
INDHFO
INDELC
INDHTH
ICHHTH
ICLHTH
REFHTH
IOIHTH
| CHPAUTOGENGAS00 | INDGAS |  |  | 31.536 | 0 | 0 | 0 | 20 | 1 | 0 | 0 | 0 | 0 | #DIV/0!
INDELC
INDHTH
REFHTH
IISHTH
ICUHTH
ICHHTH
ICLHTH
IPPHTH
IOIHTH
| CHPAUTOGENBIO00 | INDBIO |  |  | 31.536 | 0 | 0 | 0 | 20 | 1 | 0 | 0 | 0 | 0 | #DIV/0!
INDELC
INDHTH
ICHHTH
ICLHTH
IPPHTH
IOIHTH
| CHPAUTOGENWASTE00 | INDMUN |  |  | 31.536 | 0 | 0 | 0 | 20 | 1 | 0 | 0 | 0 | 0 | #DIV/0!
INDSLU
|  |  | INDELC | [9 empty] | 0 | 0 | #DIV/0!
INDHTH
IPPHTH
|  |  | IOIHTH | [9 empty] | ELE | HEAT | FUEL IN
CZ | CHPAUTOGENSOLID00 | INDCOA |  |  | 31.536 | 0.23826 | 1.7586 | 0.77751 | 20 | 1 | 0.74148 | 0 | 18.1808 | 31.9726 | 76.3076
|  | INDCOL |  | 0
INDELC
INDHTH
IISHTH
ICHHTH
ICLHTH
IPPHTH
IOIHTH
| CHPAUTOGENRFG00 | INDRFG |  |  | 31.536 | 0.23826 | 1.7586 | 0.77751 | 20 | 1 | 0 | 0 | 0 | 0 | 0
INDELC
INDHTH
REFHTH
ICHHTH
ICLHTH
| CHPAUTOGENOIL00 | INDLFO |  | 0.0385 | 31.536 | 0.23826 | 1.7586 | 0.77751 | 20 | 1 | 0.019251 | 0 | 0.47202 | 0.83008 | 1.9811
INDHFO
INDELC
INDHTH
ICHHTH
ICLHTH
REFHTH
IOIHTH
| CHPAUTOGENGAS00 | INDGAS |  |  | 31.536 | 0.23826 | 1.7586 | 0.77751 | 20 | 1 | 0.4761 | 0 | 11.6737 | 20.5292 | 48.9962
INDELC
INDHTH
REFHTH
IISHTH
ICUHTH
ICHHTH
ICLHTH
IPPHTH
IOIHTH
| CHPAUTOGENBIO00 | INDBIO |  |  | 31.536 | 0.23826 | 1.7586 | 0.77751 | 20 | 1 | 0.064821 | 0 | 1.5894 | 2.7951 | 6.6709
INDELC
INDHTH
ICHHTH
ICLHTH
IPPHTH
IOIHTH
| CHPAUTOGENWASTE00 | INDMUN |  |  | 31.536 | 0.23826 | 1.7586 | 0.77751 | 20 | 1 | 0.0035537 | 0 | 0.087135 | 0.15323 | 0.36572
INDSLU
|  |  | INDELC | [9 empty] | 32.0031 | 56.2802 | 134.3216
INDHTH
IPPHTH
|  |  | IOIHTH | [9 empty] | ELE | HEAT | FUEL IN
DE | CHPAUTOGENSOLID00 | INDCOA |  |  | 31.536 | 0.17932 | 3.4811 | 0.33965 | 20 | 1 | 0.44007 | 0 | 4.7137 | 16.4091 | 26.287
|  | INDCOL |  | 0.89084
INDELC
INDHTH
IISHTH
ICHHTH
ICLHTH
IPPHTH
IOIHTH
| CHPAUTOGENRFG00 | INDRFG |  |  | 31.536 | 0.17932 | 3.4811 | 0.33965 | 20 | 1 | 0.036308 | 0 | 0.38891 | 1.3538 | 2.1688
INDELC
INDHTH
REFHTH
ICHHTH
ICLHTH
| CHPAUTOGENOIL00 | INDLFO |  | 0 | 31.536 | 0.17932 | 3.4811 | 0.33965 | 20 | 1 | 0.63511 | 0 | 6.8029 | 23.6817 | 37.9376
INDHFO
INDELC
INDHTH
ICHHTH
ICLHTH
REFHTH
IOIHTH
| CHPAUTOGENGAS00 | INDGAS |  |  | 31.536 | 0.17932 | 3.4811 | 0.33965 | 20 | 1 | 5.9394 | 0 | 63.6195 | 221.4672 | 354.7867
INDELC
INDHTH
REFHTH
IISHTH
ICUHTH
ICHHTH
ICLHTH
IPPHTH
IOIHTH
| CHPAUTOGENBIO00 | INDBIO |  |  | 31.536 | 0.17932 | 3.4811 | 0.33965 | 20 | 1 | 0.91298 | 0 | 9.7793 | 34.0428 | 54.536
INDELC
INDHTH
ICHHTH
ICLHTH
IPPHTH
IOIHTH
| CHPAUTOGENWASTE00 | INDMUN |  |  | 31.536 | 0.17932 | 3.4811 | 0.33965 | 20 | 1 | 0 | 0 | 0 | 0 | 0
INDSLU
|  |  | INDELC | [9 empty] | 85.3042 | 296.9546 | 475.7162
|  |  | INDHTH | [10 empty] | 184.5501
IPPHTH
|  |  | IOIHTH | [9 empty] | ELE | HEAT | FUEL IN
DK | CHPAUTOGENSOLID00 | INDCOA |  |  | 31.536 | 0.22148 | 2.7901 | 0.56672 | 20 | 1 | 0.0019904 | 0 | 0.035572 | 0.099248 | 0.16061
|  | INDCOL |  | 1
INDELC
INDHTH
IISHTH
ICHHTH
ICLHTH
IPPHTH
IOIHTH
| CHPAUTOGENRFG00 | INDRFG |  |  | 31.536 | 0.22148 | 2.7901 | 0.56672 | 20 | 1 | 0.023345 | 0 | 0.41724 | 1.1641 | 1.8839
INDELC
INDHTH
REFHTH
ICHHTH
ICLHTH
| CHPAUTOGENOIL00 | INDLFO |  | 0.024477 | 31.536 | 0.22148 | 2.7901 | 0.56672 | 20 | 1 | 0.37405 | 0 | 6.6851 | 18.6518 | 30.1843
INDHFO
INDELC
INDHTH
ICHHTH
ICLHTH
REFHTH
IOIHTH
| CHPAUTOGENGAS00 | INDGAS |  |  | 31.536 | 0.22148 | 2.7901 | 0.56672 | 20 | 1 | 0.17361 | 0 | 3.1028 | 8.6569 | 14.0095
INDELC
INDHTH
REFHTH
IISHTH
ICUHTH
ICHHTH
ICLHTH
IPPHTH
IOIHTH
| CHPAUTOGENBIO00 | INDBIO |  |  | 31.536 | 0.22148 | 2.7901 | 0.56672 | 20 | 1 | 0.0024243 | 0 | 0.043328 | 0.12089 | 0.19563
INDELC
INDHTH
ICHHTH
ICLHTH
IPPHTH
IOIHTH
| CHPAUTOGENWASTE00 | INDMUN |  |  | 31.536 | 0.22148 | 2.7901 | 0.56672 | 20 | 1 | 0.0035766 | 0 | 0.063923 | 0.17835 | 0.28862
INDSLU
|  |  | INDELC | [9 empty] | 10.348 | 28.8714 | 46.7226
INDHTH
IPPHTH
|  |  | IOIHTH | [9 empty] | ELE | HEAT | FUEL IN
EE | CHPAUTOGENSOLID00 | INDCOA |  |  | 31.536 | 0.1369 | 4.1005 | 0.48982 | 20 | 1 | 0.0069572 | 0 | 0.10747 | 0.44067 | 0.78501
|  | INDCOL |  | 0
INDELC
INDHTH
REFHTH
IISHTH
ICHHTH
ICLHTH
IPPHTH
IOIHTH
| CHPAUTOGENRFG00 | INDRFG |  |  | 31.536 | 0.1369 | 4.1005 | 0.48982 | 20 | 1 | 0 | 0 | 0 | 0 | 0
INDELC
INDHTH
REFHTH
ICHHTH
ICLHTH
| CHPAUTOGENOIL00 | INDLFO |  | 0 | 31.536 | 0.1369 | 4.1005 | 0.48982 | 20 | 1 | 0 | 0 | 0 | 0 | 0
INDHFO
INDELC
INDHTH
ICHHTH
ICLHTH
REFHTH
IOIHTH
| CHPAUTOGENGAS00 | INDGAS |  |  | 31.536 | 0.1369 | 4.1005 | 0.48982 | 20 | 1 | 0.016486 | 0 | 0.25466 | 1.0442 | 1.8602
INDELC
INDHTH
IISHTH
ICUHTH
ICHHTH
ICLHTH
IPPHTH
IOIHTH
| CHPAUTOGENBIO00 | INDBIO |  |  | 31.536 | 0.1369 | 4.1005 | 0.48982 | 20 | 1 | 0.0033632 | 0 | 0.051951 | 0.21303 | 0.37948
INDELC
INDHTH
ICHHTH
ICLHTH
IPPHTH
IOIHTH
| CHPAUTOGENWASTE00 | INDMUN |  |  | 31.536 | 0.1369 | 4.1005 | 0.48982 | 20 | 1 | 0 | 0 | 0 | 0 | 0
INDSLU
|  |  | INDELC | [9 empty] | 0.41408 | 1.6979 | 3.0247
INDHTH
IPPHTH
|  |  | IOIHTH | [9 empty] | ELE | HEAT | FUEL IN
ES | CHPAUTOGENSOLID00 | INDCOA |  |  | 31.536 | 0.34468 | 1.3203 | 0.9 | 20 | 1 | 0.04831 | 0 | 1.3711 | 1.8103 | 3.978
|  | INDCOL |  | 1
INDELC
INDHTH
IISHTH
ICHHTH
ICLHTH
IPPHTH
IOIHTH
| CHPAUTOGENRFG00 | INDRFG |  |  | 31.536 | 0.34468 | 1.3203 | 0.9 | 20 | 1 | 0 | 0 | 0 | 0 | 0
INDELC
INDHTH
REFHTH
ICHHTH
ICLHTH
| CHPAUTOGENOIL00 | INDLFO |  | 0.57511 | 31.536 | 0.34468 | 1.3203 | 0.9 | 20 | 1 | 0.88988 | 0 | 25.2569 | 33.3455 | 73.2754
INDHFO
INDELC
INDHTH
ICHHTH
ICLHTH
REFHTH
IOIHTH
| CHPAUTOGENGAS00 | INDGAS |  |  | 31.536 | 0.34468 | 1.3203 | 0.9 | 20 | 1 | 3.0201 | 0 | 85.719 | 113.1708 | 248.6885
INDELC
INDHTH
REFHTH
IISHTH
ICUHTH
ICHHTH
ICLHTH
IPPHTH
IOIHTH
| CHPAUTOGENBIO00 | INDBIO |  |  | 31.536 | 0.34468 | 1.3203 | 0.9 | 20 | 1 | 0.31784 | 0 | 9.0211 | 11.9102 | 26.1721
INDELC
INDHTH
ICHHTH
ICLHTH
IPPHTH
IOIHTH
| CHPAUTOGENWASTE00 | INDMUN |  |  | 31.536 | 0.34468 | 1.3203 | 0.9 | 20 | 1 | 0 | 0 | 0 | 0 | 0
INDSLU
|  |  | INDELC | [9 empty] | 121.3681 | 160.2367 | 352.1139
INDHTH
IPPHTH
|  |  | IOIHTH | [9 empty] | ELE | HEAT | FUEL IN
FI | CHPAUTOGENSOLID00 | INDCOA |  |  | 31.536 | 0.15147 | 4.2914 | 0.52985 | 20 | 1 | 0.11344 | 0 | 1.8956 | 8.1348 | 12.5144
|  | INDCOL |  | 0.14576
INDELC
INDHTH
IISHTH
ICHHTH
ICLHTH
IPPHTH
IOIHTH
| CHPAUTOGENRFG00 | INDRFG |  |  | 31.536 | 0.15147 | 4.2914 | 0.52985 | 20 | 1 | 0 | 0 | 0 | 0 | 0
INDELC
INDHTH
REFHTH
ICHHTH
ICLHTH
| CHPAUTOGENOIL00 | INDLFO |  | 1 | 31.536 | 0.15147 | 4.2914 | 0.52985 | 20 | 1 | 0.085128 | 0 | 1.4224 | 6.1043 | 9.3908
INDHFO
INDELC
INDHTH
REFHTH
ICHHTH
ICLHTH
REFHTH
IOIHTH
| CHPAUTOGENGAS00 | INDGAS |  |  | 31.536 | 0.15147 | 4.2914 | 0.52985 | 20 | 1 | 0.45025 | 0 | 7.5234 | 32.286 | 49.6681
INDELC
INDHTH
IISHTH
ICUHTH
ICHHTH
ICLHTH
IPPHTH
IOIHTH
| CHPAUTOGENBIO00 | INDBIO |  |  | 31.536 | 0.15147 | 4.2914 | 0.52985 | 20 | 1 | 1.2517 | 0 | 20.9153 | 89.7565 | 138.0796
INDELC
INDHTH
ICHHTH
ICLHTH
IPPHTH
IOIHTH
| CHPAUTOGENWASTE00 | INDMUN |  |  | 31.536 | 0.15147 | 4.2914 | 0.52985 | 20 | 1 | 0.014086 | 0 | 0.23537 | 1.0101 | 1.5539
INDSLU
|  |  | INDELC | [9 empty] | 31.9921 | 137.2917 | 211.2068
INDHTH
IPPHTH
|  |  | IOIHTH | [9 empty] | ELE | HEAT | FUEL IN
FR | CHPAUTOGENSOLID00 | INDCOA |  |  | 31.536 | 0.15115 | 4.3194 | 0.45027 | 20 | 1 | 0.40258 | 0 | 5.7165 | 24.6918 | 37.8198
|  | INDCOL |  | 1
INDELC
INDHTH
IISHTH
ICHHTH
ICLHTH
IPPHTH
IOIHTH
| CHPAUTOGENRFG00 | INDRFG |  |  | 31.536 | 0.15115 | 4.3194 | 0.45027 | 20 | 1 | 0.0097817 | 0 | 0.1389 | 0.59994 | 0.91892
INDELC
INDHTH
REFHTH
ICHHTH
ICLHTH
| CHPAUTOGENOIL00 | INDLFO |  | 0.46623 | 31.536 | 0.15115 | 4.3194 | 0.45027 | 20 | 1 | 0.29316 | 0 | 4.1628 | 17.9808 | 27.5407
INDHFO
INDELC
INDHTH
ICHHTH
ICLHTH
REFHTH
IOIHTH
| CHPAUTOGENGAS00 | INDGAS |  |  | 31.536 | 0.15115 | 4.3194 | 0.45027 | 20 | 1 | 2.5583 | 0 | 36.3261 | 156.9063 | 240.3295
INDELC
INDHTH
REFHTH
IISHTH
ICUHTH
ICHHTH
ICLHTH
IPPHTH
IOIHTH
| CHPAUTOGENBIO00 | INDBIO |  |  | 31.536 | 0.15115 | 4.3194 | 0.45027 | 20 | 1 | 0.13133 | 0 | 1.8648 | 8.0548 | 12.3374
INDELC
INDHTH
ICHHTH
ICLHTH
IPPHTH
IOIHTH
| CHPAUTOGENWASTE00 | INDMUN |  |  | 31.536 | 0.15115 | 4.3194 | 0.45027 | 20 | 1 | 0 | 0 | 0 | 0 | 0
INDSLU
|  |  | INDELC | [9 empty] | 48.2092 | 208.2336 | 318.9462
INDHTH
IPPHTH
|  |  | IOIHTH | [9 empty] | ELE | HEAT | FUEL IN
GR | CHPAUTOGENSOLID00 | INDCOA |  |  | 31.536 | 0.2062 | 2.4752 | 0.49781 | 20 | 1 | 0 | 0 | 0 | 0 | 0
|  | INDCOL |  | 0
INDELC
INDHTH
IISHTH
ICHHTH
ICLHTH
IPPHTH
IOIHTH
| CHPAUTOGENRFG00 | INDRFG |  |  | 31.536 | 0.2062 | 2.4752 | 0.49781 | 20 | 1 | 0 | 0 | 0 | 0 | 0
INDELC
INDHTH
REFHTH
ICHHTH
ICLHTH
| CHPAUTOGENOIL00 | INDLFO |  | 0 | 31.536 | 0.2062 | 2.4752 | 0.49781 | 20 | 1 | 0.05971 | 0 | 0.93738 | 2.3202 | 4.546
INDHFO
INDELC
INDHTH
ICHHTH
ICLHTH
REFHTH
IOIHTH
| CHPAUTOGENGAS00 | INDGAS |  |  | 31.536 | 0.2062 | 2.4752 | 0.49781 | 20 | 1 | 0.18386 | 0 | 2.8863 | 7.1442 | 13.9979
INDELC
INDHTH
REFHTH
IISHTH
ICUHTH
ICHHTH
ICLHTH
IPPHTH
IOIHTH
| CHPAUTOGENBIO00 | INDBIO |  |  | 31.536 | 0.2062 | 2.4752 | 0.49781 | 20 | 1 | 0 | 0 | 0 | 0 | 0
INDELC
INDHTH
ICHHTH
ICLHTH
IPPHTH
IOIHTH
| CHPAUTOGENWASTE00 | INDMUN |  |  | 31.536 | 0.2062 | 2.4752 | 0.49781 | 20 | 1 | 0 | 0 | 0 | 0 | 0
INDSLU
|  |  | INDELC | [9 empty] | 3.8237 | 9.4644 | 18.5439
INDHTH
IPPHTH
|  |  | IOIHTH | [9 empty] | ELE | HEAT | FUEL IN
HU | CHPAUTOGENSOLID00 | INDCOA |  |  | 31.536 | 0.1079 | 6.1159 | 0.34645 | 20 | 1 | 0 | 0 | 0 | 0 | 0
|  | INDCOL |  | 0
INDELC
INDHTH
IISHTH
ICHHTH
ICLHTH
IPPHTH
IOIHTH
| CHPAUTOGENRFG00 | INDRFG |  |  | 31.536 | 0.1079 | 6.1159 | 0.34645 | 20 | 1 | 0 | 0 | 0 | 0 | 0
INDELC
INDHTH
REFHTH
ICHHTH
ICLHTH
| CHPAUTOGENOIL00 | INDLFO |  | 1 | 31.536 | 0.1079 | 6.1159 | 0.34645 | 20 | 1 | 0.0086215 | 0 | 0.094196 | 0.57609 | 0.87299
INDHFO
INDELC
INDHTH
ICHHTH
ICLHTH
REFHTH
IOIHTH
| CHPAUTOGENGAS00 | INDGAS |  |  | 31.536 | 0.1079 | 6.1159 | 0.34645 | 20 | 1 | 0.11854 | 0 | 1.2952 | 7.9212 | 12.0036
INDELC
INDHTH
REFHTH
IISHTH
ICUHTH
ICHHTH
ICLHTH
IPPHTH
IOIHTH
| CHPAUTOGENBIO00 | INDBIO |  |  | 31.536 | 0.1079 | 6.1159 | 0.34645 | 20 | 1 | 0.0023278 | 0 | 0.025433 | 0.15554 | 0.23571
INDELC
INDHTH
ICHHTH
ICLHTH
IPPHTH
IOIHTH
| CHPAUTOGENWASTE00 | INDMUN |  |  | 31.536 | 0.1079 | 6.1159 | 0.34645 | 20 | 1 | 0.0052591 | 0 | 0.057459 | 0.35142 | 0.53253
INDSLU
|  |  | INDELC | [9 empty] | 1.4723 | 9.0043 | 13.6449
INDHTH
IPPHTH
|  |  | IOIHTH | [9 empty] | ELE | HEAT | FUEL IN
IE | CHPAUTOGENSOLID00 | INDCOA |  |  | 31.536 | 0.22348 | 2.404 | 0.56421 | 20 | 1 | 0.022257 | 0 | 0.39602 | 0.95202 | 1.772
|  | INDCOL |  | 0.35825
INDELC
INDHTH
IISHTH
ICHHTH
ICLHTH
IPPHTH
IOIHTH
| CHPAUTOGENRFG00 | INDRFG |  |  | 31.536 | 0.22348 | 2.404 | 0.56421 | 20 | 1 | 0 | 0 | 0 | 0 | 0
INDELC
INDHTH
REFHTH
ICHHTH
ICLHTH
| CHPAUTOGENOIL00 | INDLFO |  | 0 | 31.536 | 0.22348 | 2.404 | 0.56421 | 20 | 1 | 0 | 0 | 0 | 0 | 0
INDHFO
INDELC
INDHTH
ICHHTH
ICLHTH
REFHTH
IOIHTH
| CHPAUTOGENGAS00 | INDGAS |  |  | 31.536 | 0.22348 | 2.404 | 0.56421 | 20 | 1 | 0.10231 | 0 | 1.8204 | 4.3761 | 8.1455
INDELC
INDHTH
REFHTH
IISHTH
ICUHTH
ICHHTH
ICLHTH
IPPHTH
IOIHTH
| CHPAUTOGENBIO00 | INDBIO |  |  | 31.536 | 0.22348 | 2.404 | 0.56421 | 20 | 1 | 0.0029255 | 0 | 0.052054 | 0.12514 | 0.23292
INDELC
INDHTH
ICHHTH
ICLHTH
IPPHTH
IOIHTH
| CHPAUTOGENWASTE00 | INDMUN |  |  | 31.536 | 0.22348 | 2.404 | 0.56421 | 20 | 1 | 0 | 0 | 0 | 0 | 0
INDSLU
|  |  | INDELC | [9 empty] | 2.2684 | 5.4533 | 10.1504
INDHTH
IPPHTH
|  |  | IOIHTH | [9 empty] | ELE | HEAT | FUEL IN
IT | CHPAUTOGENSOLID00 | INDCOA |  |  | 31.536 | 0.23162 | 2.1466 | 0.71469 | 20 | 1 | 0.029671 | 0 | 0.66873 | 1.4355 | 2.8872
|  | INDCOL |  | 1
INDELC
INDHTH
IISHTH
ICHHTH
ICLHTH
IPPHTH
IOIHTH
| CHPAUTOGENRFG00 | INDRFG |  |  | 31.536 | 0.23162 | 2.1466 | 0.71469 | 20 | 1 | 0.31021 | 0 | 6.9916 | 15.0081 | 30.1859
INDELC
INDHTH
REFHTH
ICHHTH
ICLHTH
| CHPAUTOGENOIL00 | INDLFO |  | 0.45987 | 31.536 | 0.23162 | 2.1466 | 0.71469 | 20 | 1 | 0.90318 | 0 | 20.3564 | 43.6967 | 87.8878
INDHFO
INDELC
INDHTH
ICHHTH
ICLHTH
REFHTH
IOIHTH
| CHPAUTOGENGAS00 | INDGAS |  |  | 31.536 | 0.23162 | 2.1466 | 0.71469 | 20 | 1 | 1.5249 | 0 | 34.3698 | 73.7777 | 148.3902
INDELC
INDHTH
REFHTH
IISHTH
ICUHTH
ICHHTH
ICLHTH
IPPHTH
IOIHTH
| CHPAUTOGENBIO00 | INDBIO |  |  | 31.536 | 0.23162 | 2.1466 | 0.71469 | 20 | 1 | 0.0083486 | 0 | 0.18816 | 0.40391 | 0.81239
INDELC
INDHTH
ICHHTH
ICLHTH
IPPHTH
IOIHTH
| CHPAUTOGENWASTE00 | INDMUN |  |  | 31.536 | 0.23162 | 2.1466 | 0.71469 | 20 | 1 | 0.0098187 | 0 | 0.2213 | 0.47504 | 0.95545
INDSLU
|  |  | INDELC | [9 empty] | 62.7959 | 134.7969 | 271.1189
INDHTH
IPPHTH
|  |  | IOIHTH | [9 empty] | ELE | HEAT | FUEL IN
LT | CHPAUTOGENSOLID00 | INDCOA |  |  | 31.536 | 0.054783 | 13.4127 | 0.9 | 20 | 1 | 0 | 0 | 0 | 0 | 0
|  | INDCOL |  | 0
INDELC
INDHTH
IISHTH
ICHHTH
ICLHTH
IPPHTH
IOIHTH
| CHPAUTOGENRFG00 | INDRFG |  |  | 31.536 | 0.054783 | 13.4127 | 0.9 | 20 | 1 | 0 | 0 | 0 | 0 | 0
INDELC
INDHTH
REFHTH
ICHHTH
ICLHTH
| CHPAUTOGENOIL00 | INDLFO |  | 0 | 31.536 | 0.054783 | 13.4127 | 0.9 | 20 | 1 | 0 | 0 | 0 | 0 | 0
INDHFO
INDELC
INDHTH
ICHHTH
ICLHTH
REFHTH
IOIHTH
| CHPAUTOGENGAS00 | INDGAS |  |  | 31.536 | 0.054783 | 13.4127 | 0.9 | 20 | 1 | 0.018878 | 0 | 0.5358 | 7.1865 | 9.7805
INDELC
INDHTH
REFHTH
IISHTH
ICUHTH
ICHHTH
ICLHTH
IPPHTH
IOIHTH
| CHPAUTOGENBIO00 | INDBIO |  |  | 31.536 | 0.054783 | 13.4127 | 0.9 | 20 | 1 | 0.0030765 | 0 | 0.087319 | 1.1712 | 1.5939
INDELC
INDHTH
ICHHTH
ICLHTH
IPPHTH
IOIHTH
| CHPAUTOGENWASTE00 | INDMUN |  |  | 31.536 | 0.054783 | 13.4127 | 0.9 | 20 | 1 | 0 | 0 | 0 | 0 | 0
INDSLU
|  |  | INDELC | [9 empty] | 0.62312 | 8.3577 | 11.3744
INDHTH
IPPHTH
|  |  | IOIHTH | [9 empty] | ELE | HEAT | FUEL IN
LU | CHPAUTOGENSOLID00 | INDCOA |  |  | 31.536 | 0.29766 | 2.0031 | 0.41932 | 20 | 1 | 0 | 0 | 0 | 0 | 0
|  | INDCOL |  | 0
INDELC
INDHTH
IISHTH
ICHHTH
ICLHTH
IPPHTH
IOIHTH
| CHPAUTOGENRFG00 | INDRFG |  |  | 31.536 | 0.29766 | 2.0031 | 0.41932 | 20 | 1 | 0 | 0 | 0 | 0 | 0
INDELC
INDHTH
REFHTH
ICHHTH
ICLHTH
| CHPAUTOGENOIL00 | INDLFO |  | 0 | 31.536 | 0.29766 | 2.0031 | 0.41932 | 20 | 1 | 0 | 0 | 0 | 0 | 0
INDHFO
INDELC
INDHTH
ICHHTH
ICLHTH
REFHTH
IOIHTH
| CHPAUTOGENGAS00 | INDGAS |  |  | 31.536 | 0.29766 | 2.0031 | 0.41932 | 20 | 1 | 0.09152 | 0 | 1.2102 | 2.4242 | 4.0658
INDELC
INDHTH
REFHTH
IISHTH
ICUHTH
ICHHTH
ICLHTH
IPPHTH
IOIHTH
| CHPAUTOGENBIO00 | INDBIO |  |  | 31.536 | 0.29766 | 2.0031 | 0.41932 | 20 | 1 | 0 | 0 | 0 | 0 | 0
INDELC
INDHTH
ICHHTH
ICLHTH
IPPHTH
IOIHTH
| CHPAUTOGENWASTE00 | INDMUN |  |  | 31.536 | 0.29766 | 2.0031 | 0.41932 | 20 | 1 | 0 | 0 | 0 | 0 | 0
INDSLU
|  |  | INDELC | [9 empty] | 1.2102 | 2.4242 | 4.0658
INDHTH
IPPHTH
|  |  | IOIHTH | [9 empty] | ELE | HEAT | FUEL IN
LV | CHPAUTOGENSOLID00 | INDCOA |  |  | 31.536 | 0.15085 | 4.7101 | 0.45102 | 20 | 1 | 0 | 0 | 0 | 0 | 0
|  | INDCOL |  | 0
INDELC
INDHTH
IISHTH
ICHHTH
ICLHTH
IPPHTH
IOIHTH
| CHPAUTOGENRFG00 | INDRFG |  |  | 31.536 | 0.15085 | 4.7101 | 0.45102 | 20 | 1 | 0 | 0 | 0 | 0 | 0
INDELC
INDHTH
REFHTH
ICHHTH
ICLHTH
| CHPAUTOGENOIL00 | INDLFO |  | 0 | 31.536 | 0.15085 | 4.7101 | 0.45102 | 20 | 1 | 0 | 0 | 0 | 0 | 0
INDHFO
INDELC
INDHTH
ICHHTH
ICLHTH
REFHTH
IOIHTH
| CHPAUTOGENGAS00 | INDGAS |  |  | 31.536 | 0.15085 | 4.7101 | 0.45102 | 20 | 1 | 0.019557 | 0 | 0.27817 | 1.3102 | 1.844
INDELC
INDHTH
REFHTH
IISHTH
ICUHTH
ICHHTH
ICLHTH
IPPHTH
IOIHTH
| CHPAUTOGENBIO00 | INDBIO |  |  | 31.536 | 0.15085 | 4.7101 | 0.45102 | 20 | 1 | 0.00020293 | 0 | 0.0028863 | 0.013595 | 0.019134
INDELC
INDHTH
ICHHTH
ICLHTH
IPPHTH
IOIHTH
| CHPAUTOGENWASTE00 | INDMUN |  |  | 31.536 | 0.15085 | 4.7101 | 0.45102 | 20 | 1 | 0 | 0 | 0 | 0 | 0
INDSLU
|  |  | INDELC | [9 empty] | 0.28105 | 1.3238 | 1.8631
INDHTH
IPPHTH
|  |  | IOIHTH | [9 empty] | ELE | HEAT | FUEL IN
MT | CHPAUTOGENSOLID00 | INDCOA |  |  | 31.536 | 0 | 0 | 0 | 20 | 1 | 0 | 0 | 0 | 0 | #DIV/0!
|  | INDCOL |  | 0
INDELC
INDHTH
IISHTH
ICHHTH
ICLHTH
IPPHTH
IOIHTH
| CHPAUTOGENRFG00 | INDRFG |  |  | 31.536 | 0 | 0 | 0 | 20 | 1 | 0 | 0 | 0 | 0 | #DIV/0!
INDELC
INDHTH
REFHTH
ICHHTH
ICLHTH
| CHPAUTOGENOIL00 | INDLFO |  | 0 | 31.536 | 0 | 0 | 0 | 20 | 1 | 0 | 0 | 0 | 0 | #DIV/0!
INDHFO
INDELC
INDHTH
ICHHTH
ICLHTH
REFHTH
IOIHTH
| CHPAUTOGENGAS00 | INDGAS |  |  | 31.536 | 0 | 0 | 0 | 20 | 1 | 0 | 0 | 0 | 0 | #DIV/0!
INDELC
INDHTH
REFHTH
IISHTH
ICUHTH
ICHHTH
ICLHTH
IPPHTH
IOIHTH
| CHPAUTOGENBIO00 | INDBIO |  |  | 31.536 | 0 | 0 | 0 | 20 | 1 | 0 | 0 | 0 | 0 | #DIV/0!
INDELC
INDHTH
ICHHTH
ICLHTH
IPPHTH
IOIHTH
| CHPAUTOGENWASTE00 | INDMUN |  |  | 31.536 | 0 | 0 | 0 | 20 | 1 | 0 | 0 | 0 | 0 | #DIV/0!
INDSLU
|  |  | INDELC | [9 empty] | 0 | 0 | #DIV/0!
INDHTH
IPPHTH
|  |  | IOIHTH | [9 empty] | ELE | HEAT | FUEL IN
NL | CHPAUTOGENSOLID00 | INDCOA |  |  | 31.536 | 0.19762 | 3.2082 | 0.87877 | 20 | 1 | 0 | 0 | 0 | 0 | 0
|  | INDCOL |  | 0
INDELC
INDHTH
IISHTH
ICHHTH
ICLHTH
IPPHTH
IOIHTH
| CHPAUTOGENRFG00 | INDRFG |  |  | 31.536 | 0.19762 | 3.2082 | 0.87877 | 20 | 1 | 0.28181 | 0 | 7.8096 | 25.0548 | 39.5185
INDELC
INDHTH
REFHTH
ICHHTH
ICLHTH
| CHPAUTOGENOIL00 | INDLFO |  | 0.013449 | 31.536 | 0.19762 | 3.2082 | 0.87877 | 20 | 1 | 0.11836 | 0 | 3.28 | 10.523 | 16.5977
INDHFO
INDELC
INDHTH
ICHHTH
ICLHTH
REFHTH
IOIHTH
| CHPAUTOGENGAS00 | INDGAS |  |  | 31.536 | 0.19762 | 3.2082 | 0.87877 | 20 | 1 | 1.2497 | 0 | 34.632 | 111.1058 | 175.2452
INDELC
INDHTH
REFHTH
IISHTH
ICUHTH
ICHHTH
ICLHTH
IPPHTH
IOIHTH
| CHPAUTOGENBIO00 | INDBIO |  |  | 31.536 | 0.19762 | 3.2082 | 0.87877 | 20 | 1 | 0 | 0 | 0 | 0 | 0
INDELC
INDHTH
ICHHTH
ICLHTH
IPPHTH
IOIHTH
| CHPAUTOGENWASTE00 | INDMUN |  |  | 31.536 | 0.19762 | 3.2082 | 0.87877 | 20 | 1 | 0 | 0 | 0 | 0 | 0
INDSLU
|  |  | INDELC | [9 empty] | 45.7217 | 146.6835 | 231.3613
INDHTH
IPPHTH
|  |  | IOIHTH | [9 empty] | ELE | HEAT | FUEL IN
PL | CHPAUTOGENSOLID00 | INDCOA |  |  | 31.536 | 0.11029 | 6.0828 | 0.45181 | 20 | 1 | 1.507 | 0 | 21.4717 | 130.6082 | 194.6759
|  | INDCOL |  | 1
INDELC
INDHTH
IISHTH
ICHHTH
ICLHTH
IPPHTH
IOIHTH
| CHPAUTOGENRFG00 | INDRFG |  |  | 31.536 | 0.11029 | 6.0828 | 0.45181 | 20 | 1 | 0 | 0 | 0 | 0 | 0
INDELC
INDHTH
REFHTH
ICHHTH
ICLHTH
| CHPAUTOGENOIL00 | INDLFO |  | 0.33333 | 31.536 | 0.11029 | 6.0828 | 0.45181 | 20 | 1 | 0.024926 | 0 | 0.35515 | 2.1603 | 3.22
INDHFO
INDELC
INDHTH
ICHHTH
ICLHTH
REFHTH
IOIHTH
| CHPAUTOGENGAS00 | INDGAS |  |  | 31.536 | 0.11029 | 6.0828 | 0.45181 | 20 | 1 | 0.33664 | 0 | 4.7966 | 29.1765 | 43.4886
INDELC
INDHTH
REFHTH
IISHTH
ICUHTH
ICHHTH
ICLHTH
IPPHTH
IOIHTH
| CHPAUTOGENBIO00 | INDBIO |  |  | 31.536 | 0.11029 | 6.0828 | 0.45181 | 20 | 1 | 0.14296 | 0 | 2.0369 | 12.3899 | 18.4676
INDELC
INDHTH
ICHHTH
ICLHTH
IPPHTH
IOIHTH
| CHPAUTOGENWASTE00 | INDMUN |  |  | 31.536 | 0.11029 | 6.0828 | 0.45181 | 20 | 1 | 0.041498 | 0 | 0.59127 | 3.5966 | 5.3608
INDSLU
|  |  | INDELC | [9 empty] | 29.2516 | 177.9315 | 265.2129
INDHTH
IPPHTH
|  |  | IOIHTH | [9 empty] | ELE | HEAT | FUEL IN
PT | CHPAUTOGENSOLID00 | INDCOA |  |  | 31.536 | 0.28059 | 2.2478 | 0.9 | 20 | 1 | 0 | 0 | 0 | 0 | 0
|  | INDCOL |  | 0
INDELC
INDHTH
IISHTH
ICHHTH
ICLHTH
IPPHTH
IOIHTH
| CHPAUTOGENRFG00 | INDRFG |  |  | 31.536 | 0.28059 | 2.2478 | 0.9 | 20 | 1 | 0 | 0 | 0 | 0 | 0
INDELC
INDHTH
REFHTH
ICHHTH
ICLHTH
| CHPAUTOGENOIL00 | INDLFO |  | 1.0007 | 31.536 | 0.28059 | 2.2478 | 0.9 | 20 | 1 | 0.18146 | 0 | 5.1503 | 11.5768 | 18.3554
INDHFO
INDELC
INDHTH
ICHHTH
ICLHTH
REFHTH
IOIHTH
| CHPAUTOGENGAS00 | INDGAS |  |  | 31.536 | 0.28059 | 2.2478 | 0.9 | 20 | 1 | 0.30576 | 0 | 8.6781 | 19.5066 | 30.9285
INDELC
INDHTH
REFHTH
IISHTH
ICUHTH
ICHHTH
ICLHTH
IPPHTH
IOIHTH
| CHPAUTOGENBIO00 | INDBIO |  |  | 31.536 | 0.28059 | 2.2478 | 0.9 | 20 | 1 | 0.13075 | 0 | 3.7109 | 8.3413 | 13.2254
INDELC
INDHTH
ICHHTH
ICLHTH
IPPHTH
IOIHTH
| CHPAUTOGENWASTE00 | INDMUN |  |  | 31.536 | 0.28059 | 2.2478 | 0.9 | 20 | 1 | 0 | 0 | 0 | 0 | 0
INDSLU
|  |  | INDELC | [9 empty] | 17.5393 | 39.4246 | 62.5093
INDHTH
IPPHTH
|  |  | IOIHTH | [9 empty] | ELE | HEAT | FUEL IN
RO | CHPAUTOGENSOLID00 | INDCOA |  |  | 31.536 | 0.24468 | 2.7647 | 0.9 | 20 | 1 | 0.20153 | 0 | 5.72 | 15.814 | 23.3774
|  | INDCOL |  | 0
INDELC
INDHTH
IISHTH
ICHHTH
ICLHTH
IPPHTH
IOIHTH
| CHPAUTOGENRFG00 | INDRFG |  |  | 31.536 | 0.24468 | 2.7647 | 0.9 | 20 | 1 | 0.0037592 | 0 | 0.10669 | 0.29497 | 0.43605
INDELC
INDHTH
REFHTH
ICHHTH
ICLHTH
| CHPAUTOGENOIL00 | INDLFO |  | 0.34673 | 31.536 | 0.24468 | 2.7647 | 0.9 | 20 | 1 | 0.016509 | 0 | 0.46857 | 1.2954 | 1.915
INDHFO
INDELC
INDHTH
ICHHTH
ICLHTH
REFHTH
IOIHTH
| CHPAUTOGENGAS00 | INDGAS |  |  | 31.536 | 0.24468 | 2.7647 | 0.9 | 20 | 1 | 0.055015 | 0 | 1.5615 | 4.317 | 6.3817
INDELC
INDHTH
REFHTH
IISHTH
ICUHTH
ICHHTH
ICLHTH
IPPHTH
IOIHTH
| CHPAUTOGENBIO00 | INDBIO |  |  | 31.536 | 0.24468 | 2.7647 | 0.9 | 20 | 1 | 0.00037926 | 0 | 0.010764 | 0.02976 | 0.043994
INDELC
INDHTH
ICHHTH
ICLHTH
IPPHTH
IOIHTH
| CHPAUTOGENWASTE00 | INDMUN |  |  | 31.536 | 0.24468 | 2.7647 | 0.9 | 20 | 1 | 0 | 0 | 0 | 0 | 0
INDSLU
|  |  | INDELC | [9 empty] | 7.8675 | 21.7511 | 32.1541
INDHTH
IPPHTH
|  |  | IOIHTH | [9 empty] | ELE | HEAT | FUEL IN
SE | CHPAUTOGENSOLID00 | INDCOA |  |  | 31.536 | 0.15639 | 4.0001 | 0.56749 | 20 | 1 | 0.0027472 | 0 | 0.049165 | 0.19666 | 0.31437
|  | INDCOL |  | 0.6646
INDELC
INDHTH
IISHTH
ICHHTH
ICLHTH
IPPHTH
IOIHTH
| CHPAUTOGENRFG00 | INDRFG |  |  | 31.536 | 0.15639 | 4.0001 | 0.56749 | 20 | 1 | 0 | 0 | 0 | 0 | 0
INDELC
INDHTH
REFHTH
ICHHTH
ICLHTH
| CHPAUTOGENOIL00 | INDLFO |  | #REF! | 31.536 | 0.15639 | 4.0001 | 0.56749 | 20 | 1 | 0.05392 | 0 | 0.96498 | 3.86 | 6.1703
INDHFO
INDELC
INDHTH
ICHHTH
ICLHTH
REFHTH
IOIHTH
| CHPAUTOGENGAS00 | INDGAS |  |  | 31.536 | 0.15639 | 4.0001 | 0.56749 | 20 | 1 | 0.0071666 | 0 | 0.12826 | 0.51303 | 0.8201
INDELC
INDHTH
REFHTH
IISHTH
ICUHTH
ICHHTH
ICLHTH
IPPHTH
IOIHTH
| CHPAUTOGENBIO00 | INDBIO |  |  | 31.536 | 0.15639 | 4.0001 | 0.56749 | 20 | 1 | 0.88257 | 0 | 15.7948 | 63.1801 | 100.9951
INDELC
INDHTH
ICHHTH
ICLHTH
IPPHTH
IOIHTH
| CHPAUTOGENWASTE00 | INDMUN |  |  | 31.536 | 0.15639 | 4.0001 | 0.56749 | 20 | 1 | 0 | 0 | 0 | 0 | 0
INDSLU
|  |  | INDELC | [9 empty] | 16.9372 | 67.7498 | 108.2998
INDHTH
IPPHTH
|  |  | IOIHTH | [9 empty] | ELE | HEAT | FUEL IN
SI | CHPAUTOGENSOLID00 | INDCOA |  |  | 31.536 | 0.10523 | 7.5212 | 0.52727 | 20 | 1 | 0.011054 | 0 | 0.18381 | 1.3825 | 1.7468
|  | INDCOL |  | 1
INDELC
INDHTH
IISHTH
ICHHTH
ICLHTH
IPPHTH
IOIHTH
| CHPAUTOGENRFG00 | INDRFG |  |  | 31.536 | 0.10523 | 7.5212 | 0.52727 | 20 | 1 | 0 | 0 | 0 | 0 | 0
INDELC
INDHTH
REFHTH
ICHHTH
ICLHTH
| CHPAUTOGENOIL00 | INDLFO |  | 1 | 31.536 | 0.10523 | 7.5212 | 0.52727 | 20 | 1 | 0.0054255 | 0 | 0.090216 | 0.67853 | 0.85732
INDHFO
INDELC
INDHTH
ICHHTH
ICLHTH
REFHTH
IOIHTH
| CHPAUTOGENGAS00 | INDGAS |  |  | 31.536 | 0.10523 | 7.5212 | 0.52727 | 20 | 1 | 0.028857 | 0 | 0.47983 | 3.6089 | 4.5599
INDELC
INDHTH
REFHTH
IISHTH
ICUHTH
ICHHTH
ICLHTH
IPPHTH
IOIHTH
| CHPAUTOGENBIO00 | INDBIO |  |  | 31.536 | 0.10523 | 7.5212 | 0.52727 | 20 | 1 | 0.028416 | 0 | 0.4725 | 3.5538 | 4.4902
INDELC
INDHTH
ICHHTH
ICLHTH
IPPHTH
IOIHTH
| CHPAUTOGENWASTE00 | INDMUN |  |  | 31.536 | 0.10523 | 7.5212 | 0.52727 | 20 | 1 | 0.0031197 | 0 | 0.051874 | 0.39015 | 0.49296
INDSLU
|  |  | INDELC | [9 empty] | 1.2782 | 9.6139 | 12.1472
INDHTH
IPPHTH
|  |  | IOIHTH | [9 empty] | ELE | HEAT | FUEL IN
SK | CHPAUTOGENSOLID00 | INDCOA |  |  | 31.536 | 0.2596 | 0.29892 | 0.55732 | 20 | 1 | 0.18074 | 0 | 3.1766 | 0.94957 | 12.2364
|  | INDCOL |  | 0.95063
INDELC
INDHTH
IISHTH
ICHHTH
ICLHTH
IPPHTH
IOIHTH
| CHPAUTOGENRFG00 | INDRFG |  |  | 31.536 | 0.2596 | 0.29892 | 0.55732 | 20 | 1 | 0.0031217 | 0 | 0.054865 | 0.0164 | 0.21134
INDELC
INDHTH
REFHTH
ICHHTH
ICLHTH
| CHPAUTOGENOIL00 | INDLFO |  | 0.9835 | 31.536 | 0.2596 | 0.29892 | 0.55732 | 20 | 1 | 0.1173 | 0 | 2.0616 | 0.61626 | 7.9413
INDHFO
INDELC
INDHTH
ICHHTH
ICLHTH
REFHTH
IOIHTH
| CHPAUTOGENGAS00 | INDGAS |  |  | 31.536 | 0.2596 | 0.29892 | 0.55732 | 20 | 1 | 0.14729 | 0 | 2.5886 | 0.7738 | 9.9714
INDELC
INDHTH
REFHTH
IISHTH
ICUHTH
ICHHTH
ICLHTH
IPPHTH
IOIHTH
| CHPAUTOGENBIO00 | INDBIO |  |  | 31.536 | 0.2596 | 0.29892 | 0.55732 | 20 | 1 | 0.0070631 | 0 | 0.12414 | 0.037108 | 0.47819
INDELC
INDHTH
ICHHTH
ICLHTH
IPPHTH
IOIHTH
| CHPAUTOGENWASTE00 | INDMUN |  |  | 31.536 | 0.2596 | 0.29892 | 0.55732 | 20 | 1 | 0.020811 | 0 | 0.36577 | 0.10934 | 1.4089
INDSLU
|  |  | INDELC | [9 empty] | 8.3716 | 2.5025 | 32.2476
INDHTH
IPPHTH
|  |  | IOIHTH | [9 empty] | ELE | HEAT | FUEL IN
UK | CHPAUTOGENSOLID00 | INDCOA |  |  | 31.536 | 0.33254 | 1.2287 | 0.82691 | 20 | 1 | 0.11808 | 0 | 3.0793 | 3.7837 | 9.26
|  | INDCOL |  | 1
INDELC
INDHTH
IISHTH
ICHHTH
ICLHTH
IPPHTH
IOIHTH
| CHPAUTOGENRFG00 | INDRFG |  |  | 31.536 | 0.33254 | 1.2287 | 0.82691 | 20 | 1 | 0 | 0 | 0 | 0 | 0
INDELC
INDHTH
REFHTH
ICHHTH
ICLHTH
| CHPAUTOGENOIL00 | INDLFO |  | 0.88671 | 31.536 | 0.33254 | 1.2287 | 0.82691 | 20 | 1 | 0.20266 | 0 | 5.2849 | 6.4938 | 15.8925
INDHFO
INDELC
INDHTH
ICHHTH
ICLHTH
REFHTH
IOIHTH
| CHPAUTOGENGAS00 | INDGAS |  |  | 31.536 | 0.33254 | 1.2287 | 0.82691 | 20 | 1 | 3.3924 | 0 | 88.4657 | 108.7013 | 266.0289
INDELC
INDHTH
REFHTH
IISHTH
ICUHTH
ICHHTH
ICLHTH
IPPHTH
IOIHTH
| CHPAUTOGENBIO00 | INDBIO |  |  | 31.536 | 0.33254 | 1.2287 | 0.82691 | 20 | 1 | 0 | 0 | 0 | 0 | 0
INDELC
INDHTH
ICHHTH
ICLHTH
IPPHTH
IOIHTH
| CHPAUTOGENWASTE00 | INDMUN |  |  | 31.536 | 0.33254 | 1.2287 | 0.82691 | 20 | 1 | 0.042785 | 0 | 1.1157 | 1.3709 | 3.3551
INDSLU
|  |  | INDELC | [9 empty] | 97.9456 | 120.3496 | 294.5365
INDHTH
IPPHTH
|  |  | IOIHTH | [9 empty] | ELE | HEAT | FUEL IN
CH | CHPAUTOGENSOLID00 | INDCOA |  |  | 31.536 | 0.13668 | 3.4554 | 0.9 | 20 | 1 | 0 | 0 | 0 | 0 | 0
|  | INDCOL |  | 0
INDELC
INDHTH
IISHTH
ICHHTH
ICLHTH
IPPHTH
IOIHTH
| CHPAUTOGENRFG00 | INDRFG |  |  | 31.536 | 0.13668 | 3.4554 | 0.9 | 20 | 1 | 0.022023 | 0 | 0.62507 | 2.1599 | 4.5734
INDELC
INDHTH
REFHTH
ICHHTH
ICLHTH
| CHPAUTOGENOIL00 | INDLFO |  | 0 | 31.536 | 0.13668 | 3.4554 | 0.9 | 20 | 1 | 0.033035 | 0 | 0.9376 | 3.2398 | 6.8601
INDHFO
INDELC
INDHTH
ICHHTH
ICLHTH
REFHTH
IOIHTH
| CHPAUTOGENGAS00 | INDGAS |  |  | 31.536 | 0.13668 | 3.4554 | 0.9 | 20 | 1 | 0.2451 | 0 | 6.9564 | 24.0371 | 50.8972
INDELC
INDHTH
REFHTH
IISHTH
ICUHTH
ICHHTH
ICLHTH
IPPHTH
IOIHTH
| CHPAUTOGENBIO00 | INDBIO |  |  | 31.536 | 0.13668 | 3.4554 | 0.9 | 20 | 1 | 0.0031048 | 0 | 0.088122 | 0.3045 | 0.64475
INDELC
INDHTH
ICHHTH
ICLHTH
IPPHTH
IOIHTH
| CHPAUTOGENWASTE00 | INDMUN |  |  | 31.536 | 0.13668 | 3.4554 | 0.9 | 20 | 1 | 0.055623 | 0 | 1.5787 | 5.4551 | 11.5509
INDSLU
|  |  | INDELC | [9 empty] | 10.1859 | 35.1963 | 74.5262
INDHTH
IPPHTH
|  |  | IOIHTH | [9 empty] | ELE | HEAT | FUEL IN
IS | CHPAUTOGENSOLID00 | INDCOA |  |  | 31.536 | 0 | 0 | 0 | 20 | 1 | 0 | 0 | 0 | 0 | #DIV/0!
|  | INDCOL |  | 0
INDELC
INDHTH
IISHTH
ICHHTH
ICLHTH
IPPHTH
IOIHTH
| CHPAUTOGENRFG00 | INDRFG |  |  | 31.536 | 0 | 0 | 0 | 20 | 1 | 0 | 0 | 0 | 0 | #DIV/0!
INDELC
INDHTH
REFHTH
ICHHTH
ICLHTH
| CHPAUTOGENOIL00 | INDLFO |  | 0 | 31.536 | 0 | 0 | 0 | 20 | 1 | 0 | 0 | 0 | 0 | #DIV/0!
INDHFO
INDELC
INDHTH
ICHHTH
ICLHTH
REFHTH
IOIHTH
| CHPAUTOGENGAS00 | INDGAS |  |  | 31.536 | 0 | 0 | 0 | 20 | 1 | 0 | 0 | 0 | 0 | #DIV/0!
INDELC
INDHTH
REFHTH
IISHTH
ICUHTH
ICHHTH
ICLHTH
IPPHTH
IOIHTH
| CHPAUTOGENBIO00 | INDBIO |  |  | 31.536 | 0 | 0 | 0 | 20 | 1 | 0 | 0 | 0 | 0 | #DIV/0!
INDELC
INDHTH
ICHHTH
ICLHTH
IPPHTH
IOIHTH
| CHPAUTOGENWASTE00 | INDMUN |  |  | 31.536 | 0 | 0 | 0 | 20 | 1 | 0 | 0 | 0 | 0 | #DIV/0!
INDSLU
|  |  | INDELC | [9 empty] | 0 | 0 | #DIV/0!
INDHTH
IPPHTH
|  |  | IOIHTH | [9 empty] | ELE | HEAT | FUEL IN
NO | CHPAUTOGENSOLID00 | INDCOA |  |  | 31.536 | 0 | 0 | 0 | 20 | 1 | 0 | 0 | 0 | 0 | #DIV/0!
|  | INDCOL |  | 0
INDELC
INDHTH
IISHTH
ICHHTH
ICLHTH
IPPHTH
IOIHTH
| CHPAUTOGENRFG00 | INDRFG |  |  | 31.536 | 0 | 0 | 0 | 20 | 1 | 0 | 0 | 0 | 0 | #DIV/0!
INDELC
INDHTH
REFHTH
ICHHTH
ICLHTH
| CHPAUTOGENOIL00 | INDLFO |  | 0 | 31.536 | 0 | 0 | 0 | 20 | 1 | 0 | 0 | 0 | 0 | #DIV/0!
INDHFO
INDELC
INDHTH
ICHHTH
ICLHTH
REFHTH
IOIHTH
| CHPAUTOGENGAS00 | INDGAS |  |  | 31.536 | 0 | 0 | 0 | 20 | 1 | 0 | 0 | 0 | 0 | #DIV/0!
INDELC
INDHTH
REFHTH
IISHTH
ICUHTH
ICHHTH
ICLHTH
IPPHTH
IOIHTH
| CHPAUTOGENBIO00 | INDBIO |  |  | 31.536 | 0 | 0 | 0 | 20 | 1 | 0 | 0 | 0 | 0 | #DIV/0!
INDELC
INDHTH
ICHHTH
ICLHTH
IPPHTH
IOIHTH
| CHPAUTOGENWASTE00 | INDMUN |  |  | 31.536 | 0 | 0 | 0 | 20 | 1 | 0 | 0 | 0 | 0 | #DIV/0!
INDSLU
|  |  | INDELC | [9 empty] | 0 | 0 | #DIV/0!
INDHTH
IPPHTH
IOIHTH

## ELC Autoprod
| Base-year technologies for ELC autoproduction | [13 empty] | ***FI_Process
| TechName | TechDesc | Comm-IN | Comm-OUT | EFF | Share~UP | Share~LO | AFA | Peak~WP | Cap2Act | Stock | Stock~2020 |  |  | Sets | TechName | TechDesc | Tact | Tcap | Tslvl | PrimaryCG | Vintage
|  |  |  | \I: |  | % | % |  |  | PJ/GW |  |  | ELC | Consumption | ELE | EAUTOGENSOLID00 | EAUT.Electricity Autoproduction.SOLID.00 | PJ | GW | DAYNITE
AT | EAUTOGENSOLID00 | EAUT.Electricity Autoproduction.SOLID.00 | INDCOA | INDELC | 0.41276 |  |  | 0.38932 | 1 | 31.536 | 0.0084021 | 0 | 0.10316 | 0.24992 |  | EAUTOGENRFGD00 | EAUT.Electricity Autoproduction.RFG.00 | PJ | GW | DAYNITE
|  |  | INDCOL |  |  | 1 | [9 empty] | EAUTOGENOIL00 | EAUT.Electricity Autoproduction.OIL.00 | PJ | GW | DAYNITE
| EAUTOGENRFGD00 | EAUT.Electricity Autoproduction.RFG.00 | INDRFG | INDELC | 0.41276 |  |  | 0.38932 | 1 | 31.536 | 0 | 0 | 0 | 0 |  | EAUTOGENGAS00 | EAUT.Electricity Autoproduction.GAS.00 | PJ | GW | DAYNITE
| EAUTOGENOIL00 | EAUT.Electricity Autoproduction.OIL.00 | INDLFO | INDELC | 0.41276 |  | 1 | 0.38932 | 1 | 31.536 | 0.0048708 | 0 | 0.059802 | 0.14488 |  | EAUTOGENBIO00 | EAUT.Electricity Autoproduction.BIO.00 | PJ | GW | DAYNITE
|  |  | INDHFO | [12 empty] | EAUTOGENWASTE00 | EAUT.Electricity Autoproduction.Waste.00 | PJ | GW | DAYNITE
| EAUTOGENGAS00 | EAUT.Electricity Autoproduction.GAS.00 | INDGAS | INDELC | 0.41276 |  |  | 0.38932 | 1 | 31.536 | 0.89854 | 0 | 11.0319 | 26.727
|  |  | INDCOG |  |  | 0.044586
|  |  | INDBFG |  |  | 0.086462
| EAUTOGENBIO00 | EAUT.Electricity Autoproduction.BIO.00 | INDBIO | INDELC | 0.41276 |  |  | 0.38932 | 1 | 31.536 | 0 | 0 | 0 | 0
| EAUTOGENWASTE00 | EAUT.Electricity Autoproduction.Waste.00 | INDMUN | INDELC | 0.41276 |  |  | 0.38932 | 1 | 31.536 | 0.039859 | 0 | 0.48938 | 1.1856
INDSLU
BE | EAUTOGENSOLID00 | EAUT.Electricity Autoproduction.SOLID.00 | INDCOA | INDELC | 0.64286 |  |  | 0.12319 | 1 | 31.536 | 0 | 0 | 0 | 0
|  |  | INDCOL |  |  | 0
| EAUTOGENRFGD00 | EAUT.Electricity Autoproduction.RFG.00 | INDRFG | INDELC | 0.64286 |  |  | 0.12319 | 1 | 31.536 | 0 | 0 | 0 | 0
| EAUTOGENOIL00 | EAUT.Electricity Autoproduction.OIL.00 | INDLFO | INDELC | 0.64286 |  | 0 | 0.12319 | 1 | 31.536 | 0 | 0 | 0 | 0
INDHFO
| EAUTOGENGAS00 | EAUT.Electricity Autoproduction.GAS.00 | INDGAS | INDELC | 0.64286 |  |  | 0.12319 | 1 | 31.536 | 0 | 0 | 0 | 0
|  |  | INDCOG |  |  | 1
|  |  | INDBFG |  |  | 0
| EAUTOGENBIO00 | EAUT.Electricity Autoproduction.BIO.00 | INDBIO | INDELC | 0.64286 |  |  | 0.12319 | 1 | 31.536 | 0.0046318 | 0 | 0.017994 | 0.02799
| EAUTOGENWASTE00 | EAUT.Electricity Autoproduction.Waste.00 | INDMUN | INDELC | 0.64286 |  |  | 0.12319 | 1 | 31.536 | 2.468e-06 | 0 | 9.5878e-06 | 1.4914e-05
INDSLU
BG | EAUTOGENSOLID00 | EAUT.Electricity Autoproduction.SOLID.00 | INDCOA | INDELC | 0.40247 |  |  | 0.9 | 1 | 31.536 | 0 | 0 | 0 | 0
|  |  | INDCOL |  |  | 0
| EAUTOGENRFGD00 | EAUT.Electricity Autoproduction.RFG.00 | INDRFG | INDELC | 0.40247 |  |  | 0.9 | 1 | 31.536 | 0.0024945 | 0 | 0.070801 | 0.17592
| EAUTOGENOIL00 | EAUT.Electricity Autoproduction.OIL.00 | INDLFO | INDELC | 0.40247 |  | 0 | 0.9 | 1 | 31.536 | 0.019069 | 0 | 0.54124 | 1.3448
INDHFO
| EAUTOGENGAS00 | EAUT.Electricity Autoproduction.GAS.00 | INDGAS | INDELC | 0.40247 |  |  | 0.9 | 1 | 31.536 | 0 | 0 | 0 | 0
|  |  | INDCOG |  |  | 1
|  |  | INDBFG |  |  | 0
| EAUTOGENBIO00 | EAUT.Electricity Autoproduction.BIO.00 | INDBIO | INDELC | 0.40247 |  |  | 0.9 | 1 | 31.536 | 0.00024945 | 0 | 0.0070801 | 0.017592
| EAUTOGENWASTE00 | EAUT.Electricity Autoproduction.Waste.00 | INDMUN | INDELC | 0.40247 |  |  | 0.9 | 1 | 31.536 | 0 | 0 | 0 | 0
INDSLU
CY | EAUTOGENSOLID00 | EAUT.Electricity Autoproduction.SOLID.00 | INDCOA | INDELC | 0 |  |  | 0 | 1 | 31.536 | 0 | 0 | 0 | #DIV/0!
|  |  | INDCOL |  |  | 0
| EAUTOGENRFGD00 | EAUT.Electricity Autoproduction.RFG.00 | INDRFG | INDELC | 0 |  |  | 0 | 1 | 31.536 | 0 | 0 | 0 | #DIV/0!
| EAUTOGENOIL00 | EAUT.Electricity Autoproduction.OIL.00 | INDLFO | INDELC | 0 |  | 0 | 0 | 1 | 31.536 | 0 | 0 | 0 | #DIV/0!
INDHFO
| EAUTOGENGAS00 | EAUT.Electricity Autoproduction.GAS.00 | INDGAS | INDELC | 0 |  |  | 0 | 1 | 31.536 | 0 | 0 | 0 | #DIV/0!
|  |  | INDCOG |  |  | 0
|  |  | INDBFG |  |  | 0
| EAUTOGENBIO00 | EAUT.Electricity Autoproduction.BIO.00 | INDBIO | INDELC | 0 |  |  | 0 | 1 | 31.536 | 0.006 | 0 | 0 | #DIV/0!
| EAUTOGENWASTE00 | EAUT.Electricity Autoproduction.Waste.00 | INDMUN | INDELC | 0 |  |  | 0 | 1 | 31.536 | 0 | 0 | 0 | #DIV/0!
INDSLU
CZ | EAUTOGENSOLID00 | EAUT.Electricity Autoproduction.SOLID.00 | INDCOA | INDELC | 0.27489 |  |  | 0.078968 | 1 | 31.536 | 0.74224 | 0 | 1.8484 | 6.7243
|  |  | INDCOL |  |  | 0
| EAUTOGENRFGD00 | EAUT.Electricity Autoproduction.RFG.00 | INDRFG | INDELC | 0.27489 |  |  | 0.078968 | 1 | 31.536 | 0 | 0 | 0 | 0
| EAUTOGENOIL00 | EAUT.Electricity Autoproduction.OIL.00 | INDLFO | INDELC | 0.27489 |  | 0.12229 | 0.078968 | 1 | 31.536 | 0.14264 | 0 | 0.35522 | 1.2922
INDHFO
| EAUTOGENGAS00 | EAUT.Electricity Autoproduction.GAS.00 | INDGAS | INDELC | 0.27489 |  |  | 0.078968 | 1 | 31.536 | 0.050675 | 0 | 0.1262 | 0.45909
|  |  | INDCOG |  |  | 1
|  |  | INDBFG |  |  | 0
| EAUTOGENBIO00 | EAUT.Electricity Autoproduction.BIO.00 | INDBIO | INDELC | 0.27489 |  |  | 0.078968 | 1 | 31.536 | 0 | 0 | 0 | 0
| EAUTOGENWASTE00 | EAUT.Electricity Autoproduction.Waste.00 | INDMUN | INDELC | 0.27489 |  |  | 0.078968 | 1 | 31.536 | 0.04924 | 0 | 0.12262 | 0.44608
INDSLU
DE | EAUTOGENSOLID00 | EAUT.Electricity Autoproduction.SOLID.00 | INDCOA | INDELC | 0.35539 |  |  | 0.87832 | 1 | 31.536 | 1.4257 | 0 | 39.4901 | 111.1168
|  |  | INDCOL |  |  | 0.80618
| EAUTOGENRFGD00 | EAUT.Electricity Autoproduction.RFG.00 | INDRFG | INDELC | 0.35539 |  |  | 0.87832 | 1 | 31.536 | 0.051767 | 0 | 1.4339 | 4.0346
| EAUTOGENOIL00 | EAUT.Electricity Autoproduction.OIL.00 | INDLFO | INDELC | 0.35539 |  | 0 | 0.87832 | 1 | 31.536 | 0.20231 | 0 | 5.6038 | 15.768
INDHFO
| EAUTOGENGAS00 | EAUT.Electricity Autoproduction.GAS.00 | INDGAS | INDELC | 0.35539 |  |  | 0.87832 | 1 | 31.536 | 0.97731 | 0 | 27.0702 | 76.17
|  |  | INDCOG |  |  | 0.096119
|  |  | INDBFG |  |  | 0.12004
| EAUTOGENBIO00 | EAUT.Electricity Autoproduction.BIO.00 | INDBIO | INDELC | 0.35539 |  |  | 0.87832 | 1 | 31.536 | 0 | 0 | 0 | 0
| EAUTOGENWASTE00 | EAUT.Electricity Autoproduction.Waste.00 | INDMUN | INDELC | 0.35539 |  |  | 0.87832 | 1 | 31.536 | 0 | 0 | 0 | 0
INDSLU
DK | EAUTOGENSOLID00 | EAUT.Electricity Autoproduction.SOLID.00 | INDCOA | INDELC | 0.35 |  |  | 0.0037 | 1 | 31.536 | 0 | 0 | 0 | 0
|  |  | INDCOL |  |  | 0
| EAUTOGENRFGD00 | EAUT.Electricity Autoproduction.RFG.00 | INDRFG | INDELC | 0.35 |  |  | 0.0037 | 1 | 31.536 | 0 | 0 | 0 | 0
| EAUTOGENOIL00 | EAUT.Electricity Autoproduction.OIL.00 | INDLFO | INDELC | 0.35 |  | 0 | 0.0037 | 1 | 31.536 | 0 | 0 | 0 | 0
INDHFO
| EAUTOGENGAS00 | EAUT.Electricity Autoproduction.GAS.00 | INDGAS | INDELC | 0.35 |  |  | 0.0037 | 1 | 31.536 | 0 | 0 | 0 | 0
|  |  | INDCOG |  |  | 0
|  |  | INDBFG |  |  | 0
| EAUTOGENBIO00 | EAUT.Electricity Autoproduction.BIO.00 | INDBIO | INDELC | 0.35 |  |  | 0.0037 | 1 | 31.536 | 0 | 0 | 0 | 0
| EAUTOGENWASTE00 | EAUT.Electricity Autoproduction.Waste.00 | INDMUN | INDELC | 0.35 |  |  | 0.0037 | 1 | 31.536 | 0.060002 | 0 | 0.0070013 | 0.020004
INDSLU
EE | EAUTOGENSOLID00 | EAUT.Electricity Autoproduction.SOLID.00 | INDCOA | INDELC | 0.58621 |  |  | 0.72671 | 1 | 31.536 | 0 | 0 | 0 | 0
|  |  | INDCOL |  |  | 0
| EAUTOGENRFGD00 | EAUT.Electricity Autoproduction.RFG.00 | INDRFG | INDELC | 0.58621 |  |  | 0.72671 | 1 | 31.536 | 0 | 0 | 0 | 0
| EAUTOGENOIL00 | EAUT.Electricity Autoproduction.OIL.00 | INDLFO | INDELC | 0.58621 |  | 0 | 0.72671 | 1 | 31.536 | 0 | 0 | 0 | 0
INDHFO
| EAUTOGENGAS00 | EAUT.Electricity Autoproduction.GAS.00 | INDGAS | INDELC | 0.58621 |  |  | 0.72671 | 1 | 31.536 | 0.0047492 | 0 | 0.10884 | 0.18567
|  |  | INDCOG |  |  | 0.92398
|  |  | INDBFG |  |  | 0
| EAUTOGENBIO00 | EAUT.Electricity Autoproduction.BIO.00 | INDBIO | INDELC | 0.58621 |  |  | 0.72671 | 1 | 31.536 | 0 | 0 | 0 | 0
| EAUTOGENWASTE00 | EAUT.Electricity Autoproduction.Waste.00 | INDMUN | INDELC | 0.58621 |  |  | 0.72671 | 1 | 31.536 | 0.00044437 | 0 | 0.010184 | 0.017372
INDSLU
ES | EAUTOGENSOLID00 | EAUT.Electricity Autoproduction.SOLID.00 | INDCOA | INDELC | 0.22409 |  |  | 0.058316 | 1 | 31.536 | 0 | 0 | 0 | 0
|  |  | INDCOL |  |  | 0
| EAUTOGENRFGD00 | EAUT.Electricity Autoproduction.RFG.00 | INDRFG | INDELC | 0.22409 |  |  | 0.058316 | 1 | 31.536 | 0 | 0 | 0 | 0
| EAUTOGENOIL00 | EAUT.Electricity Autoproduction.OIL.00 | INDLFO | INDELC | 0.22409 |  | 0 | 0.058316 | 1 | 31.536 | 0 | 0 | 0 | 0
INDHFO
| EAUTOGENGAS00 | EAUT.Electricity Autoproduction.GAS.00 | INDGAS | INDELC | 0.22409 |  |  | 0.058316 | 1 | 31.536 | 0.32843 | 0 | 0.604 | 2.6954
|  |  | INDCOG |  |  | 0.57361
|  |  | INDBFG |  |  | 0.42639
| EAUTOGENBIO00 | EAUT.Electricity Autoproduction.BIO.00 | INDBIO | INDELC | 0.22409 |  |  | 0.058316 | 1 | 31.536 | 0 | 0 | 0 | 0
| EAUTOGENWASTE00 | EAUT.Electricity Autoproduction.Waste.00 | INDMUN | INDELC | 0.22409 |  |  | 0.058316 | 1 | 31.536 | 1.8764 | 0 | 3.4508 | 15.3991
INDSLU
FI | EAUTOGENSOLID00 | EAUT.Electricity Autoproduction.SOLID.00 | INDCOA | INDELC | 0.32362 |  |  | 0.21367 | 1 | 31.536 | 0.0031708 | 0 | 0.021366 | 0.066021
|  |  | INDCOL |  |  | 0
| EAUTOGENRFGD00 | EAUT.Electricity Autoproduction.RFG.00 | INDRFG | INDELC | 0.32362 |  |  | 0.21367 | 1 | 31.536 | 0 | 0 | 0 | 0
| EAUTOGENOIL00 | EAUT.Electricity Autoproduction.OIL.00 | INDLFO | INDELC | 0.32362 |  | 1 | 0.21367 | 1 | 31.536 | 0.023781 | 0 | 0.16024 | 0.49516
INDHFO
| EAUTOGENGAS00 | EAUT.Electricity Autoproduction.GAS.00 | INDGAS | INDELC | 0.32362 |  |  | 0.21367 | 1 | 31.536 | 0.52344 | 0 | 3.5271 | 10.899
|  |  | INDCOG |  |  | 0.05048
|  |  | INDBFG |  |  | 0.047577
| EAUTOGENBIO00 | EAUT.Electricity Autoproduction.BIO.00 | INDBIO | INDELC | 0.32362 |  |  | 0.21367 | 1 | 31.536 | 0 | 0 | 0 | 0
| EAUTOGENWASTE00 | EAUT.Electricity Autoproduction.Waste.00 | INDMUN | INDELC | 0.32362 |  |  | 0.21367 | 1 | 31.536 | 0 | 0 | 0 | 0
INDSLU
FR | EAUTOGENSOLID00 | EAUT.Electricity Autoproduction.SOLID.00 | INDCOA | INDELC | 0.27895 |  |  | 0.25391 | 1 | 31.536 | 0.31096 | 0 | 2.49 | 8.9266
|  |  | INDCOL |  |  | 1
| EAUTOGENRFGD00 | EAUT.Electricity Autoproduction.RFG.00 | INDRFG | INDELC | 0.27895 |  |  | 0.25391 | 1 | 31.536 | 0 | 0 | 0 | 0
| EAUTOGENOIL00 | EAUT.Electricity Autoproduction.OIL.00 | INDLFO | INDELC | 0.27895 |  | 0.77968 | 0.25391 | 1 | 31.536 | 0.44029 | 0 | 3.5256 | 12.639
INDHFO
| EAUTOGENGAS00 | EAUT.Electricity Autoproduction.GAS.00 | INDGAS | INDELC | 0.27895 |  |  | 0.25391 | 1 | 31.536 | 1.5256 | 0 | 12.2162 | 43.7942
|  |  | INDCOG |  |  | 0.099461
|  |  | INDBFG |  |  | 0.091352
| EAUTOGENBIO00 | EAUT.Electricity Autoproduction.BIO.00 | INDBIO | INDELC | 0.27895 |  |  | 0.25391 | 1 | 31.536 | 0.22428 | 0 | 1.7959 | 6.4381
| EAUTOGENWASTE00 | EAUT.Electricity Autoproduction.Waste.00 | INDMUN | INDELC | 0.27895 |  |  | 0.25391 | 1 | 31.536 | 0.85876 | 0 | 6.8764 | 24.6516
INDSLU
GR | EAUTOGENSOLID00 | EAUT.Electricity Autoproduction.SOLID.00 | INDCOA | INDELC | 0.40376 |  |  | 0.20306 | 1 | 31.536 | 0 | 0 | 0 | 0
|  |  | INDCOL |  |  | 0
| EAUTOGENRFGD00 | EAUT.Electricity Autoproduction.RFG.00 | INDRFG | INDELC | 0.40376 |  |  | 0.20306 | 1 | 31.536 | 0 | 0 | 0 | 0
| EAUTOGENOIL00 | EAUT.Electricity Autoproduction.OIL.00 | INDLFO | INDELC | 0.40376 |  | 0 | 0.20306 | 1 | 31.536 | 0 | 0 | 0 | 0
INDHFO
| EAUTOGENGAS00 | EAUT.Electricity Autoproduction.GAS.00 | INDGAS | INDELC | 0.40376 |  |  | 0.20306 | 1 | 31.536 | 0.013432 | 0 | 0.086016 | 0.21304
|  |  | INDCOG |  |  | 0
|  |  | INDBFG |  |  | 0
| EAUTOGENBIO00 | EAUT.Electricity Autoproduction.BIO.00 | INDBIO | INDELC | 0.40376 |  |  | 0.20306 | 1 | 31.536 | 0 | 0 | 0 | 0
| EAUTOGENWASTE00 | EAUT.Electricity Autoproduction.Waste.00 | INDMUN | INDELC | 0.40376 |  |  | 0.20306 | 1 | 31.536 | 0 | 0 | 0 | 0
INDSLU
HU | EAUTOGENSOLID00 | EAUT.Electricity Autoproduction.SOLID.00 | INDCOA | INDELC | 0.4375 |  |  | 0.9 | 1 | 31.536 | 0 | 0 | 0 | 0
|  |  | INDCOL |  |  | 0
| EAUTOGENRFGD00 | EAUT.Electricity Autoproduction.RFG.00 | INDRFG | INDELC | 0.4375 |  |  | 0.9 | 1 | 31.536 | 0 | 0 | 0 | 0
| EAUTOGENOIL00 | EAUT.Electricity Autoproduction.OIL.00 | INDLFO | INDELC | 0.4375 |  | 0 | 0.9 | 1 | 31.536 | 0 | 0 | 0 | 0
INDHFO
| EAUTOGENGAS00 | EAUT.Electricity Autoproduction.GAS.00 | INDGAS | INDELC | 0.4375 |  |  | 0.9 | 1 | 31.536 | 0.00024668 | 0 | 0.0070013 | 0.016003
|  |  | INDCOG |  |  | 0
|  |  | INDBFG |  |  | 0
| EAUTOGENBIO00 | EAUT.Electricity Autoproduction.BIO.00 | INDBIO | INDELC | 0.4375 |  |  | 0.9 | 1 | 31.536 | 0 | 0 | 0 | 0
| EAUTOGENWASTE00 | EAUT.Electricity Autoproduction.Waste.00 | INDMUN | INDELC | 0.4375 |  |  | 0.9 | 1 | 31.536 | 0 | 0 | 0 | 0
INDSLU
IE | EAUTOGENSOLID00 | EAUT.Electricity Autoproduction.SOLID.00 | INDCOA | INDELC | 0 |  |  | 0 | 1 | 31.536 | 0 | 0 | 0 | #DIV/0!
|  |  | INDCOL |  |  | 0
| EAUTOGENRFGD00 | EAUT.Electricity Autoproduction.RFG.00 | INDRFG | INDELC | 0 |  |  | 0 | 1 | 31.536 | 0 | 0 | 0 | #DIV/0!
| EAUTOGENOIL00 | EAUT.Electricity Autoproduction.OIL.00 | INDLFO | INDELC | 0 |  | 0 | 0 | 1 | 31.536 | 0 | 0 | 0 | #DIV/0!
INDHFO
| EAUTOGENGAS00 | EAUT.Electricity Autoproduction.GAS.00 | INDGAS | INDELC | 0 |  |  | 0 | 1 | 31.536 | 0 | 0 | 0 | #DIV/0!
|  |  | INDCOG |  |  | 0
|  |  | INDBFG |  |  | 0
| EAUTOGENBIO00 | EAUT.Electricity Autoproduction.BIO.00 | INDBIO | INDELC | 0 |  |  | 0 | 1 | 31.536 | 0.01751 | 0 | 0 | #DIV/0!
| EAUTOGENWASTE00 | EAUT.Electricity Autoproduction.Waste.00 | INDMUN | INDELC | 0 |  |  | 0 | 1 | 31.536 | 0 | 0 | 0 | #DIV/0!
INDSLU
IT | EAUTOGENSOLID00 | EAUT.Electricity Autoproduction.SOLID.00 | INDCOA | INDELC | 0.11957 |  |  | 0.055422 | 1 | 31.536 | 0.072295 | 0 | 0.12636 | 1.0568
|  |  | INDCOL |  |  | 1
| EAUTOGENRFGD00 | EAUT.Electricity Autoproduction.RFG.00 | INDRFG | INDELC | 0.11957 |  |  | 0.055422 | 1 | 31.536 | 0.0024276 | 0 | 0.004243 | 0.035487
| EAUTOGENOIL00 | EAUT.Electricity Autoproduction.OIL.00 | INDLFO | INDELC | 0.11957 |  | 0.13699 | 0.055422 | 1 | 31.536 | 0.96159 | 0 | 1.6807 | 14.0564
INDHFO
| EAUTOGENGAS00 | EAUT.Electricity Autoproduction.GAS.00 | INDGAS | INDELC | 0.11957 |  |  | 0.055422 | 1 | 31.536 | 0.34643 | 0 | 0.60548 | 5.064
|  |  | INDCOG |  |  | 0.014856
|  |  | INDBFG |  |  | 0.11507
| EAUTOGENBIO00 | EAUT.Electricity Autoproduction.BIO.00 | INDBIO | INDELC | 0.11957 |  |  | 0.055422 | 1 | 31.536 | 0.64197 | 0 | 1.122 | 9.3842
| EAUTOGENWASTE00 | EAUT.Electricity Autoproduction.Waste.00 | INDMUN | INDELC | 0.11957 |  |  | 0.055422 | 1 | 31.536 | 0.029132 | 0 | 0.050916 | 0.42584
INDSLU
LT | EAUTOGENSOLID00 | EAUT.Electricity Autoproduction.SOLID.00 | INDCOA | INDELC | 0 |  |  | 0 | 1 | 31.536 | 0 | 0 | 0 | #DIV/0!
|  |  | INDCOL |  |  | 0
| EAUTOGENRFGD00 | EAUT.Electricity Autoproduction.RFG.00 | INDRFG | INDELC | 0 |  |  | 0 | 1 | 31.536 | 0 | 0 | 0 | #DIV/0!
| EAUTOGENOIL00 | EAUT.Electricity Autoproduction.OIL.00 | INDLFO | INDELC | 0 |  | 0 | 0 | 1 | 31.536 | 0 | 0 | 0 | #DIV/0!
INDHFO
| EAUTOGENGAS00 | EAUT.Electricity Autoproduction.GAS.00 | INDGAS | INDELC | 0 |  |  | 0 | 1 | 31.536 | 0.040046 | 0 | 0 | #DIV/0!
|  |  | INDCOG |  |  | 0
|  |  | INDBFG |  |  | 0
| EAUTOGENBIO00 | EAUT.Electricity Autoproduction.BIO.00 | INDBIO | INDELC | 0 |  |  | 0 | 1 | 31.536 | 0 | 0 | 0 | #DIV/0!
| EAUTOGENWASTE00 | EAUT.Electricity Autoproduction.Waste.00 | INDMUN | INDELC | 0 |  |  | 0 | 1 | 31.536 | 0 | 0 | 0 | #DIV/0!
INDSLU
LU | EAUTOGENSOLID00 | EAUT.Electricity Autoproduction.SOLID.00 | INDCOA | INDELC | 0 |  |  | 0 | 1 | 31.536 | 0 | 0 | 0 | #DIV/0!
|  |  | INDCOL |  |  | 0
| EAUTOGENRFGD00 | EAUT.Electricity Autoproduction.RFG.00 | INDRFG | INDELC | 0 |  |  | 0 | 1 | 31.536 | 0 | 0 | 0 | #DIV/0!
| EAUTOGENOIL00 | EAUT.Electricity Autoproduction.OIL.00 | INDLFO | INDELC | 0 |  | 0 | 0 | 1 | 31.536 | 0 | 0 | 0 | #DIV/0!
INDHFO
| EAUTOGENGAS00 | EAUT.Electricity Autoproduction.GAS.00 | INDGAS | INDELC | 0 |  |  | 0 | 1 | 31.536 | 0 | 0 | 0 | #DIV/0!
|  |  | INDCOG |  |  | 0
|  |  | INDBFG |  |  | 0
| EAUTOGENBIO00 | EAUT.Electricity Autoproduction.BIO.00 | INDBIO | INDELC | 0 |  |  | 0 | 1 | 31.536 | 0 | 0 | 0 | #DIV/0!
| EAUTOGENWASTE00 | EAUT.Electricity Autoproduction.Waste.00 | INDMUN | INDELC | 0 |  |  | 0 | 1 | 31.536 | 0 | 0 | 0 | #DIV/0!
INDSLU
LV | EAUTOGENSOLID00 | EAUT.Electricity Autoproduction.SOLID.00 | INDCOA | INDELC | 0.21053 |  |  | 0.0095818 | 1 | 31.536 | 0 | 0 | 0 | 0
|  |  | INDCOL |  |  | 0
| EAUTOGENRFGD00 | EAUT.Electricity Autoproduction.RFG.00 | INDRFG | INDELC | 0.21053 |  |  | 0.0095818 | 1 | 31.536 | 0 | 0 | 0 | 0
| EAUTOGENOIL00 | EAUT.Electricity Autoproduction.OIL.00 | INDLFO | INDELC | 0.21053 |  | 0 | 0.0095818 | 1 | 31.536 | 0 | 0 | 0 | 0
INDHFO
| EAUTOGENGAS00 | EAUT.Electricity Autoproduction.GAS.00 | INDGAS | INDELC | 0.21053 |  |  | 0.0095818 | 1 | 31.536 | 0 | 0 | 0 | 0
|  |  | INDCOG |  |  | 0
|  |  | INDBFG |  |  | 0
| EAUTOGENBIO00 | EAUT.Electricity Autoproduction.BIO.00 | INDBIO | INDELC | 0.21053 |  |  | 0.0095818 | 1 | 31.536 | 0 | 0 | 0 | 0
| EAUTOGENWASTE00 | EAUT.Electricity Autoproduction.Waste.00 | INDMUN | INDELC | 0.21053 |  |  | 0.0095818 | 1 | 31.536 | 0.01324 | 0 | 0.0040008 | 0.019004
INDSLU
MT | EAUTOGENSOLID00 | EAUT.Electricity Autoproduction.SOLID.00 | INDCOA | INDELC | 0 |  |  | 0 | 1 | 31.536 | 0 | 0 | 0 | #DIV/0!
|  |  | INDCOL |  |  | 0
| EAUTOGENRFGD00 | EAUT.Electricity Autoproduction.RFG.00 | INDRFG | INDELC | 0 |  |  | 0 | 1 | 31.536 | 0 | 0 | 0 | #DIV/0!
| EAUTOGENOIL00 | EAUT.Electricity Autoproduction.OIL.00 | INDLFO | INDELC | 0 |  | 0 | 0 | 1 | 31.536 | 0 | 0 | 0 | #DIV/0!
INDHFO
| EAUTOGENGAS00 | EAUT.Electricity Autoproduction.GAS.00 | INDGAS | INDELC | 0 |  |  | 0 | 1 | 31.536 | 0 | 0 | 0 | #DIV/0!
|  |  | INDCOG |  |  | 0.373
|  |  | INDBFG |  |  | 0
| EAUTOGENBIO00 | EAUT.Electricity Autoproduction.BIO.00 | INDBIO | INDELC | 0 |  |  | 0 | 1 | 31.536 | 0 | 0 | 0 | #DIV/0!
| EAUTOGENWASTE00 | EAUT.Electricity Autoproduction.Waste.00 | INDMUN | INDELC | 0 |  |  | 0 | 1 | 31.536 | 0 | 0 | 0 | #DIV/0!
INDSLU
NL | EAUTOGENSOLID00 | EAUT.Electricity Autoproduction.SOLID.00 | INDCOA | INDELC | 0.23331 |  |  | 0.1816 | 1 | 31.536 | 0 | 0 | 0 | 0
|  |  | INDCOL |  |  | 0
| EAUTOGENRFGD00 | EAUT.Electricity Autoproduction.RFG.00 | INDRFG | INDELC | 0.23331 |  |  | 0.1816 | 1 | 31.536 | 0 | 0 | 0 | 0
| EAUTOGENOIL00 | EAUT.Electricity Autoproduction.OIL.00 | INDLFO | INDELC | 0.23331 |  | 0 | 0.1816 | 1 | 31.536 | 0 | 0 | 0 | 0
INDHFO
| EAUTOGENGAS00 | EAUT.Electricity Autoproduction.GAS.00 | INDGAS | INDELC | 0.23331 |  |  | 0.1816 | 1 | 31.536 | 0.10189 | 0 | 0.5835 | 2.501
|  |  | INDCOG |  |  | 1
|  |  | INDBFG |  |  | 0
| EAUTOGENBIO00 | EAUT.Electricity Autoproduction.BIO.00 | INDBIO | INDELC | 0.23331 |  |  | 0.1816 | 1 | 31.536 | 0 | 0 | 0 | 0
| EAUTOGENWASTE00 | EAUT.Electricity Autoproduction.Waste.00 | INDMUN | INDELC | 0.23331 |  |  | 0.1816 | 1 | 31.536 | 1.2443 | 0 | 7.126 | 30.5433
INDSLU
PL | EAUTOGENSOLID00 | EAUT.Electricity Autoproduction.SOLID.00 | INDCOA | INDELC | 0 |  |  | 0 | 1 | 31.536 | 0 | 0 | 0 | #DIV/0!
|  |  | INDCOL |  |  | 0
| EAUTOGENRFGD00 | EAUT.Electricity Autoproduction.RFG.00 | INDRFG | INDELC | 0 |  |  | 0 | 1 | 31.536 | 0 | 0 | 0 | #DIV/0!
| EAUTOGENOIL00 | EAUT.Electricity Autoproduction.OIL.00 | INDLFO | INDELC | 0 |  | 0 | 0 | 1 | 31.536 | 0 | 0 | 0 | #DIV/0!
INDHFO
| EAUTOGENGAS00 | EAUT.Electricity Autoproduction.GAS.00 | INDGAS | INDELC | 0 |  |  | 0 | 1 | 31.536 | 0 | 0 | 0 | #DIV/0!
|  |  | INDCOG |  |  | 0
|  |  | INDBFG |  |  | 0
| EAUTOGENBIO00 | EAUT.Electricity Autoproduction.BIO.00 | INDBIO | INDELC | 0 |  |  | 0 | 1 | 31.536 | 0.001 | 0 | 0 | #DIV/0!
| EAUTOGENWASTE00 | EAUT.Electricity Autoproduction.Waste.00 | INDMUN | INDELC | 0 |  |  | 0 | 1 | 31.536 | 0 | 0 | 0 | #DIV/0!
INDSLU
PT | EAUTOGENSOLID00 | EAUT.Electricity Autoproduction.SOLID.00 | INDCOA | INDELC | 0.24364 |  |  | 0.10725 | 1 | 31.536 | 0 | 0 | 0 | 0
|  |  | INDCOL |  |  | 0
| EAUTOGENRFGD00 | EAUT.Electricity Autoproduction.RFG.00 | INDRFG | INDELC | 0.24364 |  |  | 0.10725 | 1 | 31.536 | 0 | 0 | 0 | 0
| EAUTOGENOIL00 | EAUT.Electricity Autoproduction.OIL.00 | INDLFO | INDELC | 0.24364 |  | 0.74233 | 0.10725 | 1 | 31.536 | 0.023068 | 0 | 0.078025 | 0.32024
INDHFO
| EAUTOGENGAS00 | EAUT.Electricity Autoproduction.GAS.00 | INDGAS | INDELC | 0.24364 |  |  | 0.10725 | 1 | 31.536 | 0.010331 | 0 | 0.034944 | 0.14342
|  |  | INDCOG |  |  | 1
|  |  | INDBFG |  |  | 0
| EAUTOGENBIO00 | EAUT.Electricity Autoproduction.BIO.00 | INDBIO | INDELC | 0.24364 |  |  | 0.10725 | 1 | 31.536 | 0 | 0 | 0 | 0
| EAUTOGENWASTE00 | EAUT.Electricity Autoproduction.Waste.00 | INDMUN | INDELC | 0.24364 |  |  | 0.10725 | 1 | 31.536 | 0.66064 | 0 | 2.2345 | 9.1712
INDSLU
RO | EAUTOGENSOLID00 | EAUT.Electricity Autoproduction.SOLID.00 | INDCOA | INDELC | 0.5 |  |  | 0.042795 | 1 | 31.536 | 0 | 0 | 0 | 0
|  |  | INDCOL |  |  | 0
| EAUTOGENRFGD00 | EAUT.Electricity Autoproduction.RFG.00 | INDRFG | INDELC | 0.5 |  |  | 0.042795 | 1 | 31.536 | 0 | 0 | 0 | 0
| EAUTOGENOIL00 | EAUT.Electricity Autoproduction.OIL.00 | INDLFO | INDELC | 0.5 |  | 0.11567 | 0.042795 | 1 | 31.536 | 0.2001 | 0 | 0.27005 | 0.5401
INDHFO
| EAUTOGENGAS00 | EAUT.Electricity Autoproduction.GAS.00 | INDGAS | INDELC | 0.5 |  |  | 0.042795 | 1 | 31.536 | 0.066211 | 0 | 0.089357 | 0.17871
|  |  | INDCOG |  |  | 0.0013068
|  |  | INDBFG |  |  | 0.059131
| EAUTOGENBIO00 | EAUT.Electricity Autoproduction.BIO.00 | INDBIO | INDELC | 0.5 |  |  | 0.042795 | 1 | 31.536 | 0.083496 | 0 | 0.11268 | 0.22537
| EAUTOGENWASTE00 | EAUT.Electricity Autoproduction.Waste.00 | INDMUN | INDELC | 0.5 |  |  | 0.042795 | 1 | 31.536 | 0 | 0 | 0 | 0
INDSLU
SE | EAUTOGENSOLID00 | EAUT.Electricity Autoproduction.SOLID.00 | INDCOA | INDELC | 0.28668 |  |  | 0.69447 | 1 | 31.536 | 0 | 0 | 0 | 0
|  |  | INDCOL |  |  | 0
| EAUTOGENRFGD00 | EAUT.Electricity Autoproduction.RFG.00 | INDRFG | INDELC | 0.28668 |  |  | 0.69447 | 1 | 31.536 | 0 | 0 | 0 | 0
| EAUTOGENOIL00 | EAUT.Electricity Autoproduction.OIL.00 | INDLFO | INDELC | 0.28668 |  | 1 | 0.69447 | 1 | 31.536 | 0.0002613 | 0 | 0.0057227 | 0.019962
INDHFO
| EAUTOGENGAS00 | EAUT.Electricity Autoproduction.GAS.00 | INDGAS | INDELC | 0.28668 |  |  | 0.69447 | 1 | 31.536 | 0.019996 | 0 | 0.43793 | 1.5276
|  |  | INDCOG |  |  | 0
|  |  | INDBFG |  |  | 0
| EAUTOGENBIO00 | EAUT.Electricity Autoproduction.BIO.00 | INDBIO | INDELC | 0.28668 |  |  | 0.69447 | 1 | 31.536 | 0.020342 | 0 | 0.44551 | 1.554
| EAUTOGENWASTE00 | EAUT.Electricity Autoproduction.Waste.00 | INDMUN | INDELC | 0.28668 |  |  | 0.69447 | 1 | 31.536 | 0 | 0 | 0 | 0
INDSLU
SI | EAUTOGENSOLID00 | EAUT.Electricity Autoproduction.SOLID.00 | INDCOA | INDELC | 0.31683 |  |  | 0.009654 | 1 | 31.536 | 0 | 0 | 0 | 0
|  |  | INDCOL |  |  | 0
| EAUTOGENRFGD00 | EAUT.Electricity Autoproduction.RFG.00 | INDRFG | INDELC | 0.31683 |  |  | 0.009654 | 1 | 31.536 | 0 | 0 | 0 | 0
| EAUTOGENOIL00 | EAUT.Electricity Autoproduction.OIL.00 | INDLFO | INDELC | 0.31683 |  | 0 | 0.009654 | 1 | 31.536 | 0 | 0 | 0 | 0
INDHFO
| EAUTOGENGAS00 | EAUT.Electricity Autoproduction.GAS.00 | INDGAS | INDELC | 0.31683 |  |  | 0.009654 | 1 | 31.536 | 0 | 0 | 0 | 0
|  |  | INDCOG |  |  | 1
|  |  | INDBFG |  |  | 0
| EAUTOGENBIO00 | EAUT.Electricity Autoproduction.BIO.00 | INDBIO | INDELC | 0.31683 |  |  | 0.009654 | 1 | 31.536 | 0.027055 | 0 | 0.0082369 | 0.025998
| EAUTOGENWASTE00 | EAUT.Electricity Autoproduction.Waste.00 | INDMUN | INDELC | 0.31683 |  |  | 0.009654 | 1 | 31.536 | 0.078073 | 0 | 0.023769 | 0.075022
INDSLU
SK | EAUTOGENSOLID00 | EAUT.Electricity Autoproduction.SOLID.00 | INDCOA | INDELC | 0.66667 |  |  | 0.0014469 | 1 | 31.536 | 0 | 0 | 0 | 0
|  |  | INDCOL |  |  | 1
| EAUTOGENRFGD00 | EAUT.Electricity Autoproduction.RFG.00 | INDRFG | INDELC | 0.66667 |  |  | 0.0014469 | 1 | 31.536 | 0 | 0 | 0 | 0
| EAUTOGENOIL00 | EAUT.Electricity Autoproduction.OIL.00 | INDLFO | INDELC | 0.66667 |  | 0 | 0.0014469 | 1 | 31.536 | 0 | 0 | 0 | 0
INDHFO
| EAUTOGENGAS00 | EAUT.Electricity Autoproduction.GAS.00 | INDGAS | INDELC | 0.66667 |  |  | 0.0014469 | 1 | 31.536 | 0 | 0 | 0 | 0
|  |  | INDCOG |  |  | 0.035482
|  |  | INDBFG |  |  | 0.11121
| EAUTOGENBIO00 | EAUT.Electricity Autoproduction.BIO.00 | INDBIO | INDELC | 0.66667 |  |  | 0.0014469 | 1 | 31.536 | 0 | 0 | 0 | 0
| EAUTOGENWASTE00 | EAUT.Electricity Autoproduction.Waste.00 | INDMUN | INDELC | 0.66667 |  |  | 0.0014469 | 1 | 31.536 | 0.08768 | 0 | 0.0040008 | 0.0060011
INDSLU
UK | EAUTOGENSOLID00 | EAUT.Electricity Autoproduction.SOLID.00 | INDCOA | INDELC | 0.2853 |  |  | 0.351 | 1 | 31.536 | 0.93566 | 0 | 10.3568 | 36.3018
|  |  | INDCOL |  |  | 0
| EAUTOGENRFGD00 | EAUT.Electricity Autoproduction.RFG.00 | INDRFG | INDELC | 0.2853 |  |  | 0.351 | 1 | 31.536 | 0 | 0 | 0 | 0
| EAUTOGENOIL00 | EAUT.Electricity Autoproduction.OIL.00 | INDLFO | INDELC | 0.2853 |  | 1 | 0.351 | 1 | 31.536 | 0.019974 | 0 | 0.2211 | 0.77497
INDHFO
| EAUTOGENGAS00 | EAUT.Electricity Autoproduction.GAS.00 | INDGAS | INDELC | 0.2853 |  |  | 0.351 | 1 | 31.536 | 1.7319 | 0 | 19.1701 | 67.1936
|  |  | INDCOG |  |  | 0
|  |  | INDBFG |  |  | 0
| EAUTOGENBIO00 | EAUT.Electricity Autoproduction.BIO.00 | INDBIO | INDELC | 0.2853 |  |  | 0.351 | 1 | 31.536 | 0 | 0 | 0 | 0
| EAUTOGENWASTE00 | EAUT.Electricity Autoproduction.Waste.00 | INDMUN | INDELC | 0.2853 |  |  | 0.351 | 1 | 31.536 | 1.9245 | 0 | 21.3027 | 74.6687
INDSLU
CH | EAUTOGENSOLID00 | EAUT.Electricity Autoproduction.SOLID.00 | INDCOA | INDELC | 0.22821 |  |  | 0.023592 | 1 | 31.536 | 0 | 0 | 0 | 0
|  |  | INDCOL |  |  | 0
| EAUTOGENRFGD00 | EAUT.Electricity Autoproduction.RFG.00 | INDRFG | INDELC | 0.22821 |  |  | 0.023592 | 1 | 31.536 | 0 | 0 | 0 | 0
| EAUTOGENOIL00 | EAUT.Electricity Autoproduction.OIL.00 | INDLFO | INDELC | 0.22821 |  | 0 | 0.023592 | 1 | 31.536 | 0.1454 | 0 | 0.10818 | 0.47403
INDHFO
| EAUTOGENGAS00 | EAUT.Electricity Autoproduction.GAS.00 | INDGAS | INDELC | 0.22821 |  |  | 0.023592 | 1 | 31.536 | 0.64728 | 0 | 0.48157 | 2.1102
|  |  | INDCOG |  |  | 0
|  |  | INDBFG |  |  | 0
| EAUTOGENBIO00 | EAUT.Electricity Autoproduction.BIO.00 | INDBIO | INDELC | 0.22821 |  |  | 0.023592 | 1 | 31.536 | 0 | 0 | 0 | 0
| EAUTOGENWASTE00 | EAUT.Electricity Autoproduction.Waste.00 | INDMUN | INDELC | 0.22821 |  |  | 0.023592 | 1 | 31.536 | 0.27743 | 0 | 0.2064 | 0.90445
INDSLU
IS | EAUTOGENSOLID00 | EAUT.Electricity Autoproduction.SOLID.00 | INDCOA | INDELC | #DIV/0! |  |  | 0.0040924 | 1 | 31.536 | 0 | 0 | 0 | #DIV/0!
|  |  | INDCOL |  |  | 0
| EAUTOGENRFGD00 | EAUT.Electricity Autoproduction.RFG.00 | INDRFG | INDELC | #DIV/0! |  |  | 0.0040924 | 1 | 31.536 | 0 | 0 | 0 | #DIV/0!
| EAUTOGENOIL00 | EAUT.Electricity Autoproduction.OIL.00 | INDLFO | INDELC | #DIV/0! |  | 0 | 0.0040924 | 1 | 31.536 | 0 | 0 | 0 | #DIV/0!
INDHFO
| EAUTOGENGAS00 | EAUT.Electricity Autoproduction.GAS.00 | INDGAS | INDELC | #DIV/0! |  |  | 0.0040924 | 1 | 31.536 | 0 | 0 | 0 | #DIV/0!
|  |  | INDCOG |  |  | 0
|  |  | INDBFG |  |  | 0
| EAUTOGENBIO00 | EAUT.Electricity Autoproduction.BIO.00 | INDBIO | INDELC | #DIV/0! |  |  | 0.0040924 | 1 | 31.536 | 0 | 0 | 0 | #DIV/0!
| EAUTOGENWASTE00 | EAUT.Electricity Autoproduction.Waste.00 | INDMUN | INDELC | #DIV/0! |  |  | 0.0040924 | 1 | 31.536 | 0 | 0 | 0 | #DIV/0!
INDSLU
NO | EAUTOGENSOLID00 | EAUT.Electricity Autoproduction.SOLID.00 | INDCOA | INDELC | 0.67678 |  |  | 0.075597 | 1 | 31.536 | 0 | 0 | 0 | 0
|  |  | INDCOL |  |  | 0
| EAUTOGENRFGD00 | EAUT.Electricity Autoproduction.RFG.00 | INDRFG | INDELC | 0.67678 |  |  | 0.075597 | 1 | 31.536 | 0 | 0 | 0 | 0
| EAUTOGENOIL00 | EAUT.Electricity Autoproduction.OIL.00 | INDLFO | INDELC | 0.67678 |  | 0 | 0.075597 | 1 | 31.536 | 0.024553 | 0 | 0.058536 | 0.086492
INDHFO
| EAUTOGENGAS00 | EAUT.Electricity Autoproduction.GAS.00 | INDGAS | INDELC | 0.67678 |  |  | 0.075597 | 1 | 31.536 | 0.58639 | 0 | 1.398 | 2.0656
|  |  | INDCOG |  |  | 0
|  |  | INDBFG |  |  | 0
| EAUTOGENBIO00 | EAUT.Electricity Autoproduction.BIO.00 | INDBIO | INDELC | 0.67678 |  |  | 0.075597 | 1 | 31.536 | 0.43705 | 0 | 1.0419 | 1.5396
| EAUTOGENWASTE00 | EAUT.Electricity Autoproduction.Waste.00 | INDMUN | INDELC | 0.67678 |  |  | 0.075597 | 1 | 31.536 | 0 | 0 | 0 | 0
INDSLU

## ToBeSubtracted REKK data
Total "Autorproducer CHP" capacity by region and by fuel
[GWe] | TOTAL | AT | BE | BG | CY | CZ | DE | DK | EE | ES | FI | FR | GR | HU | IE | IT | LT | LU | LV | MT | NL | PL | PT | RO | SE | SI | SK | UK | CH | IS | NO
CHPAUTOGENSOLID00 | 4.022 | 0.04502 | 0.065899 | 0.083151 | 0 | 0.74148 | 0.44007 | 0.0019904 | 0.0069572 | 0.04831 | 0.11344 | 0.40258 | 0 | 0 | 0.022257 | 0.029671 | 0 | 0 | 0 | 0 | 0 | 1.507 | 0 | 0.20153 | 0.0027472 | 0.011054 | 0.18074 | 0.11808 | 0 | 0 | 0
CHPAUTOGENRFG00 | 0.69557 | 0 | 0 | 0.0052196 | 0 | 0 | 0.036308 | 0.023345 | 0 | 0 | 0 | 0.0097817 | 0 | 0 | 0 | 0.31021 | 0 | 0 | 0 | 0 | 0.28181 | 0 | 0 | 0.0037592 | 0 | 0 | 0.0031217 | 0 | 0.022023 | 0 | 0
CHPAUTOGENOIL00 | 4.2187 | 0.012762 | 0.13028 | 0.053924 | 0 | 0.019251 | 0.63511 | 0.37405 | 0 | 0.88988 | 0.085128 | 0.29316 | 0.05971 | 0.0086215 | 0 | 0.90318 | 0 | 0 | 0 | 0 | 0.11836 | 0.024926 | 0.18146 | 0.016509 | 0.05392 | 0.0054255 | 0.1173 | 0.20266 | 0.033035 | 0 | 0
CHPAUTOGENGAS00 | 21.1876 | 0.40905 | 0.21783 | 0.098892 | 0 | 0.4761 | 5.9394 | 0.17361 | 0.016486 | 3.0201 | 0.45025 | 2.5583 | 0.18386 | 0.11854 | 0.10231 | 1.5249 | 0.018878 | 0.09152 | 0.019557 | 0 | 1.2497 | 0.33664 | 0.30576 | 0.055015 | 0.0071666 | 0.028857 | 0.14729 | 3.3924 | 0.2451 | 0 | 0
CHPAUTOGENBIO00 | 4.2796 | 0.3212 | 0.061801 | 0 | 0 | 0.064821 | 0.91298 | 0.0024243 | 0.0033632 | 0.31784 | 1.2517 | 0.13133 | 0 | 0.0023278 | 0.0029255 | 0.0083486 | 0.0030765 | 0 | 0.00020293 | 0 | 0 | 0.14296 | 0.13075 | 0.00037926 | 0.88257 | 0.028416 | 0.0070631 | 0 | 0.0031048 | 0 | 0
CHPAUTOGENWASTE00 | 0.22699 | 0.013293 | 0.013564 | 0 | 0 | 0.0035537 | 0 | 0.0035766 | 0 | 0 | 0.014086 | 0 | 0 | 0.0052591 | 0 | 0.0098187 | 0 | 0 | 0 | 0 | 0 | 0.041498 | 0 | 0 | 0 | 0.0031197 | 0.020811 | 0.042785 | 0.055623 | 0 | 0
Total "Autoproducers Electricity only" capacity by region and fuel
[GWe] | TOTAL | AT | BE | BG | CY | CZ | DE | DK | EE | ES | FI | FR | GR | HU | IE | IT | LT | LU | LV | MT | NL | PL | PT | RO | SE | SI | SK | UK | CH | IS | NO
EAUTOGENSOLID00 | 3.4984 | 0.0084021 | 0 | 0 | 0 | 0.74224 | 1.4257 | 0 | 0 | 0 | 0.0031708 | 0.31096 | 0 | 0 | 0 | 0.072295 | 0 | 0 | 0 | 0 | 0 | 0 | 0 | 0 | 0 | 0 | 0 | 0.93566 | 0 | 0 | 0
EAUTOGENRFGD00 | 0.056689 | 0 | 0 | 0.0024945 | 0 | 0 | 0.051767 | 0 | 0 | 0 | 0 | 0 | 0 | 0 | 0 | 0.0024276 | 0 | 0 | 0 | 0 | 0 | 0 | 0 | 0 | 0 | 0 | 0 | 0 | 0 | 0 | 0
EAUTOGENOIL00 | 2.2079 | 0.0048708 | 0 | 0.019069 | 0 | 0.14264 | 0.20231 | 0 | 0 | 0 | 0.023781 | 0.44029 | 0 | 0 | 0 | 0.96159 | 0 | 0 | 0 | 0 | 0 | 0 | 0.023068 | 0.2001 | 0.0002613 | 0 | 0 | 0.019974 | 0.1454 | 0 | 0.024553
EAUTOGENGAS00 | 7.8729 | 0.89854 | 0 | 0 | 0 | 0.050675 | 0.97731 | 0 | 0.0047492 | 0.32843 | 0.52344 | 1.5256 | 0.013432 | 0.00024668 | 0 | 0.34643 | 0.040046 | 0 | 0 | 0 | 0.10189 | 0 | 0.010331 | 0.066211 | 0.019996 | 0 | 0 | 1.7319 | 0.64728 | 0 | 0.58639
EAUTOGENBIO00 | 1.4636 | 0 | 0.0046318 | 0.00024945 | 0.006 | 0 | 0 | 0 | 0 | 0 | 0 | 0.22428 | 0 | 0 | 0.01751 | 0.64197 | 0 | 0 | 0 | 0 | 0 | 0.001 | 0 | 0.083496 | 0.020342 | 0.027055 | 0 | 0 | 0 | 0 | 0.43705
EAUTOGENWASTE00 | 7.1997 | 0.039859 | 2.468e-06 | 0 | 0 | 0.04924 | 0 | 0.060002 | 0.00044437 | 1.8764 | 0 | 0.85876 | 0 | 0 | 0 | 0.029132 | 0 | 0 | 0.01324 | 0 | 1.2443 | 0 | 0.66064 | 0 | 0 | 0.078073 | 0.08768 | 1.9245 | 0.27743 | 0 | 0

## CHP_DATA2005
http://epp.eurostat.ec.europa.eu/portal/page/portal/product_results/search_results?mo=containsall&ms=combined+heat&saa=&p_action=SUBMIT&l=us&co=equal&_ci=,&po=equal&_pi=,&gisco=include
ENVIRONMENT | AND | ENERGY | 2008-02-01 |  |  | Some missing or strange data were updated with the 2006 data
Manuscript | completed | on: | 17.01.2008
Data | extracted | on: | 18.12.2007 |  |  | It seems it is gross Installed capacity for CZ EE LV LU
ISSN | 1977-0340 |  |  |  |  | IE gross ELC capacity and gross production
Catalogue | number: | KS-QA-08-002-EN-N
© | European | Communities, | 2008
PRODUCTION
| CHP | Main | Autoproducers | Share
| electricity | activity |  | CHP | CHP | CHP Heat | Main | Autoproducers |  |  | CHP Heat
| generation, | producers |  | electricity | Electrical | production, | activity |  |  |  | production,
| TWh |  |  | generation | capacity, |  | producers |  |  |  | AUTOPRODUCERS
[5 empty] | GW | PJ |  |  |  | Hours | PJ
EU-27 | 365.7 | : | : | 11.1% | 101.6 | 3112.4 | : | : |  | 3599.4094
EU-25 | 347.5 | : | : | 10.8% | 95.2 | 2966.6 | : | : | 1907.6631 | 3650.2101
EU-15 | 290 | : | : | 10.2% | 76.1 | 2434.7 |  |  |  | 3810.7753
AT | 10.13 | 47.4% | 52.6% | 15.4% | 3.25 | 95.8 | 31.9% | 68.1% | 65.2398 | 3116.9231 | 50.3908
BE | 7.36 | 71.7% | 28.3% | 8.5% | 1.89 | 75.9 | 35.3% | 64.7% | 49.1073 | 3894.1799 | 21.4797
BG | 2.72 | 84.1% | 15.9% | 6.1% | 1.19 | 50.4 | 67.3% | 32.7% | 16.4808 | 2285.7143 | 8.0136
CY | 0.01 | 0% | 100% | 0.3% | 0.01 | 0.1 | 0% | 100% | 0.1 | 1000 | 0.1
CZ | 13.87 | 71.1% | 28.9% | 16.8% | 5.2 | 150.7 | 67.5% | 32.5% | 48.9775 | 2667.3077 | 43.5523
DE | 77.85 | 67.2% | 32.8% | 12.6% | 20.84 | 652.5 | 56% | 44% | 287.1 | 3735.6046 | 214.02
DK | 18.89 | : | : | 52.1% | 5.69 | 119 | : | 1 | 119 | 3319.8594 | #VALUE!
EE | 1.04 | 88.8% | 11.2% | 10.2% | 1.6 | 11.5 | 80.9% | 19.1% | 2.1965 | 650 | 1.288
ES | 22.88 | 0% | 100% | 7.8% | 3.05 | 192.5 | 0% | 100% | 192.5 | 7501.6393 | 192.5
FI | 27.46 | 69.1% | 30.9% | 38.9% | 5.83 | 250 | 50.7% | 49.3% | 123.25 | 4710.1201 | 77.25
FR | 23.21 | 41.9% | 58.1% | 4% | 6.6 | 209.2 | 26.7% | 73.3% | 153.3436 | 3516.6667 | 121.5452
GR | 1.02 | 9.1% | 90.9% | 1.7% | 0.24 | 9.7 | 22.2% | 77.8% | 7.5466 | 4250 | 8.8173
HU | 6.84 | 93.4% | 6.6% | 19.1% | 2.05 | 47.4 | 82.6% | 17.4% | 8.2476 | 3336.5854 | 3.1284
IE | 0.6 | 0% | 100% | 2.4% | 0.11 | 4.4 | 0% | 100% | 4.4 | 5454.5455 | 4.4
IT | 27.39 | 59.1% | 40.9% | 9% | 5.89 | 193.1 | 39.6% | 60.4% | 116.6324 | 4650.2547 | 78.9779
LT | 2.3 | 92.5% | 7.5% | 15.5% | 1.04 | 19.9 | 94% | 6% | 1.194 | 2211.5385 | 1.4925
LU | 0.42 | 0% | 100% | 10.1% | 0.1 | 1.2 | 0% | 100% | 1.2 | 4200 | 1.2
LV | 1.51 | 96.3% | 3.7% | 30.7% | 0.59 | 11.9 | 93% | 7% | 0.833 | 2559.322 | 0.4403
MT | 0 | 0% | 0% | 0% | 0 | 0 | 0% | 0% | 0 | #DIV/0! | 0
NL | 29.47 | : | : | 29.4% | 7.16 | 220.3 | : | 1 | 220.3 | 4115.9218 | #VALUE!
PL | 26.3 | 77.4% | 22.6% | 16.8% | 8.31 | 275.4 | 61.6% | 38.4% | 105.7536 | 3164.8616 | 62.2404
PT | 5.42 | 68.1% | 31.9% | 11.6% | 1.08 | 59.6 | 46.4% | 53.6% | 31.9456 | 5018.5185 | 19.0124
RO | 15.55 | 94.6% | 5.4% | 26.2% | 5.25 | 95.4 | 85.5% | 14.5% | 13.833 | 2961.9048 | 5.1516
SI | 1.1 | 74.2% | 25.8% | 7.3% | 0.34 | 15 | 50.9% | 49.1% | 7.365 | 3235.2941 | 3.87
SK | 4.8 | 55% | 45% | 15.3% | 5.41 | 33.7 | 58.4% | 41.6% | 14.0192 | 887.2458 | 15.165
SE | 10.67 | 62.1% | 37.9% | 6.7% | 3.49 | 132.7 | 48.4% | 51.6% | 68.4732 | 3057.3066 | 50.2933
UK | 27.24 | 9.4% | 90.6% | 6.8% | 5.44 | 185.2 | 7.3% | 92.7% | 171.6804 | 5007.3529 | 167.7912
TR | 7.19 | 29.7% | 70.3% | 4.4% | : | 91.6 | 16% | 84% | 76.944 | #VALUE! | 64.3948
NO | 0.09 | 100% | 0% | 0.1% | : | 3.6 | 100% | 0% | 0 | #VALUE! | 0
IS | 1.43 | 100% | 0% | 14.4% | 0.17 | 8.7 | 100% | 0% | 0 | 8411.7647 | 0
Source: | Eurostat | [7 empty] | 0
CONSUMPTION
| FuelInput in CHP (PJ) | Solid Fuels | OIL | Natural Gas | REN | Other
EU-27 | 8259.4 | 35.4% | 6.5% | 39.2% | 9% | 9.9%
EU-25 | 7884 | 34.8% | 6.4% | 39.2% | 9.4% | 10.2%
EU-15 | 5570.1 | 16.6% | 7.9% | 52.3% | 12.9% | 10.3%
AT | 252.6 | 14.9% | 9.3% | 45% | 20.2% | 10.6%
BE | 141.1 | 1.8% | 3.2% | 60.4% | 1.4% | 33.1%
BG | 110 | 55.3% | 8.2% | 30.5% | 0% | 6%
CY | 0.3 | 0% | 100% | 0% | 0% | 0%
CZ | 431.3 | 79.1% | 1.7% | 9.2% | 5% | 5%
DE | 1204.8 | 31% | 5.2% | 50.6% | 5.3% | 7.9%
DK | 299.2 | 46.4% | 4.6% | 29.1% | 16.9% | 3%
EE | 21.8 | 49.1% | 0.4% | 43.3% | 7.1% | 0%
ES | 406.3 | 1.8% | 9% | 76.1% | 0% | 13.1%
FI | 466.9 | 27.2% | 2.3% | 23.3% | 44.6% | 2.7%
FR | 407.5 | 5% | 4.3% | 53.5% | 23.2% | 14%
GR | 85.3 | 82.9% | 3.3% | 3.8% | 0.4% | 9.7%
HU | 97.7 | 7% | 1.7% | 79.6% | 1.2% | 10.5%
IE | 8.4 | 14.6% | 0.1% | 76.9% | 1.8% | 6.7%
IT | 887.8 | 0.8% | 18.8% | 67.4% | 3.5% | 9.5%
LT | 45 | 0% | 12.6% | 86.9% | 0.5% | 0%
LU | 4.8 | 0% | 0% | 100% | 0% | 0%
LV | 21.9 | 0% | 2.4% | 91.9% | 5.7% | 0%
MT | 0
NL | 597.5 | 14.1% | 2.4% | 69.5% | 2.1% | 11.9%
PL | 1489.8 | 92.1% | 2.9% | 2.7% | 1% | 1.2%
PT | 103.7 | 0% | 37.1% | 21% | 36.8% | 5.1%
RO | 265.4 | 45.5% | 10.5% | 42.9% | 0% | 1.1%
SI | 64 | 84% | 1.8% | 8.6% | 5.5% | 0.2%
SK | 327.7 | 25.7% | 4.5% | 8.2% | 0.2% | 61.4%
SE | 211.4 | 9.6% | 11.2% | 4.2% | 65.6% | 9.4%
UK | 343.4 | 3% | 4% | 71.7% | 1.9% | 19.3%
TR | 258.4 | 8% | 20.8% | 62.5% | 0.2% | 8.5%
from Amit
| CHP electricity generation | Main activity producers | Auto-producers | Share of CHP in total electricity generation | CHP Heat production
| TWh | % | % | % | PJ
geo/time | 2005 | 2005 | 2005 | 2005 | 2005
AT | 10.24 | 47.8% | 52.2% | 16.1% | 98.9
BE | 7.44 | 67.3% | 32.7% | 8.7% | 74.5
BG | 2.77 | 81.6% | 18.4% | 6% | 48
CH
CY | 0.01 | 0% | 100% | 0.3% | 0.1
CZ | 12.71 | 70.3% | 29.7% | 15.1% | 143.2
DE | 79.72 | 67.7% | 32.3% | 12.5% | 646.5
DK | 18.63 |  |  | 40.7% | 117.2
EE | 1.04 | 89.3% | 10.7% | 10.7% | 11.6
ES | 21.94 | 0% | 100% | 7.2% | 188.8
FI | 28.75 | 67.4% | 32.6% | 34.9% | 274.5
FR | 18.42 | 45.3% | 54.7% | 3.2% | 187.4
GR | 1.05 | 20% | 80% | 1.7% | 8.3
HU | 8.02 | 88.9% | 11.1% | 22.4% | 46.9
IE | 1.54 | 0% | 100% | 5.6% | 10
IS | 1.43 | 100% | 0% | 14.4% | 8.7
IT | 30.89 | 59.1% | 40.9% | 9.8% | 208.3
LT | 1.78 | 90.6% | 9.4% | 14.3% | 16.9
LU | 0.47 | 90.2% | 9.8% | 10.9% | 2.7
LV | 2.08 | 97.5% | 2.5% | 42.6% | 12.1
MT | 0 | 0% | 0% | 0% | 0
NL | 29.42 |  |  | 29.9% | 219.9
NO | 0.09 | 100% | 0% | 0.1% | 3.6
PL | 25.96 | 77.3% | 22.7% | 16% | 264.6
PT | 5.7 | 69.2% | 30.8% | 11.6% | 63.3
RO | 11.3 | 91.8% | 8.2% | 18% | 99.6
SE | 11.43 | 62.1% | 37.9% | 8% | 141.5
SI | 1.12 | 74.2% | 25.8% | 7.4% | 13.5
SK | 8.66 | 70.4% | 29.6% | 27.6% | 43.6
UK | 25.21 | 9.8% | 90.2% | 6.3% | 165.5
Note on N54: UBIETO UDINA Ernesto (JRC-PETTEN): Yellow column is GWh * % heat production ¿¿?? Is not used elsewhere
Note on A95: UBIETO UDINA Ernesto (JRC-PETTEN): This table is not meeting the one above accuarately

## CAP_Autoproducers
nrg_113a-Infrastructure - electricity - annual data
Last update | 19-03-2010
Extracted on | 16-04-2010 09:30:56
Source of data | Eurostat
TOTAL
57224
INDIC_EN | Net installed capacity - total | Net installed capacity - Thermal power stations | Net installed capacity - Nuclear power stations | Net installed capacity - Hydro power stations | Net installed capacity - Pumped storage plants | Net installed capacity - Geothermal plants | Net installed capacity - Wind-turbines | Net installed capacity - Steam turbine power plants | Net installed capacity - Gas turbine power plants | Net installed capacity - Combined cycle power plants | Net installed capacity - Internal combustion engine plants | Net installed capacity : Hydro power stations (Capacity < 1 MW) | Net installed capacity : Hydro power stations (Capacity >= 1MW and <= 10MW) | Net installed capacity : Hydro power stations (Capacity > 10 MW) | Net installed capacity - Public power plants | Net installed capacity - Autoproducer power plants | Net installed capacity : Photovoltaic systems | Net installed capacity : Solar thermal systems | Net installed capacity : Municipal solid wastes | Net installed capacity : wood / wood wastes | Net installed capacity : biogas | Net installed capacity : Industrial wastes
GEO/TIME | 2005 | 2005 | 2005 | 2005 | 2005 | 2005 | 2005 | 2005 | 2005 | 2005 | 2005 | 2005 | 2005 | 2005 | 2005 | 2005 | 2005 | 2005 | 2005 | 2005 | 2005 | 2005
Austria | 18892 | 6254 | : | 11811 | 3580 | 0 | 827 | 4051 | 505 | 1487 | 211 | 328 | 734 | 7169 | 17263 | 1753 | 22 | : | 364 | 766 | 0 | 0
Belgium | 16094 | 8713 | 5802 | 1412 | 1307 | : | 167 | 3484 | 1313 | 3364 | 433 | 8 | 54 | 55 | 15602 | 494 | 2 | : | 139 | 293 | 56 | 17
Bulgaria | 12260 | 6682 | 2722 | 2848 | 864 | : | 8 | 6682 | : | : | : | 25 | 200 | 1759 | 11997 | 263 | : | : | : | : | : | 7
Czech Republic | 17412 | 11456 | 3760 | 2167 | 1147 | : | 29 | 10693 | : | 734 | 29 | 123 | 154 | 743 | 15122 | 2290 | 0 | : | 3 | 1182 | 36 | 0
Denmark | 13345 | 10205 | : | 11 | : | : | 3129 | 7476 | 586 | 1063 | 1080 | 7 | 4 | 0 | 12710 | 638 | 3 | : | 306 | 584 | 65 | 0
Germany (including ex-GDR from 1991) | 123522 | 76375 | 20378 | 8341 | 4198 | : | 18428 | : | : | : | : | 641 | 1073 | 2429 | 114409 | 10621 | 1508 | : | 1256 | 1008 | 1074 | 0
Estonia | 2290 | 2254 | : | 5 | : | : | 31 | 2236 | : | : | 18 | 5 | 0 | 0 | 2262 | 27 | : | : | : | 10 | 2 | :
Ireland | 6150 | 5132 | : | 526 | 292 | : | 492 | 2768 | 804 | 1481 | 64 | 18 | 20 | 196 | 6123 | 145 | 0 | : | 0 | 0 | 18 | 0
Greece | 13304 | 9708 | : | 3105 | 699 | 0 | 491 | 6104 | 523 | 2306 | 775 | 26 | 63 | 2318 | 13048 | 257 | 1 | : | 0 | 0 | 24 | 0
Spain | 76514 | 40799 | 7577 | 18220 | 5347 | : | 9918 | 29701 | 2199 | 5524 | 3375 | 252 | 1536 | 11084 | 62947 | 6481 | 37 | 0 | 189 | 344 | 141 | 0
France | 115540 | 26447 | 63260 | 25110 | 4303 | : | 723 | : | : | : | : | 433 | 1603 | 18770 | 109028 | 6765 | 16 | : | 668 | 228 | 74 | 0
Italy | 85231 | 61932 | 0 | 20993 | 7103 | 671 | 1635 | 32038 | 3953 | 24837 | 1104 | 419 | 1986 | 14920 | 80658 | 4840 | 7 | 0 | 1162 | 510 | 284 | 34
Cyprus | 1124 | 1124 | : | : | : | : | : | 930 | 188 | : | 6 | : | : | : | 1119 | 6 | : | 0 | : | : | : | :
Latvia | 2165 | 603 | : | 1536 | : | : | 26 | 429 | 1 | 146 | 27 | 18 | 7 | 1511 | 2132 | 33 | : | : | : | 3 | 7 | :
Lithuania | 4531 | 2470 | 1183 | 877 | 760 | : | 1 | 2442 | 23 | 5 | : | 19 | 8 | 90 | 4494 | 62 | : | : | : | 2 | 3 | :
Luxembourg (Grand-Duché) | 1276 | 101 | : | 1140 | 1100 | : | 35 | 9 | 378 | : | 73 | 2 | 38 | 0 | 1491 | 167 | 25 | 1 | 9 | 0 | 5 | 0
Hungary | 8586 | 6654 | 1866 | 49 | : | : | 17 | 4608 | 633 | 950 | 425 | 5 | 7 | 37 | 8451 | 135 | : | : | 24 | 390 | 6 | 2
Malta | 571 | 571 | : | : | : | : | : | 350 | 111 | 110 | : | : | : | : | 571 | 0 | : | : | : | : | : | :
Netherlands | 21677 | 19967 | 449 | 37 | : | : | 1224 | 9759 | 1193 | 7339 | 1676 | 0 | 0 | 37 | 18804 | 2996 | 51 | : | 429 | 343 | 0 | 0
Poland | 32257 | 29815 | : | 2321 | 1406 | : | 121 | 28998 | 85 | 705 | 27 | 72 | 174 | 669 | 30203 | 2054 | : | : | : | 25 | 30 | 3
Portugal | 13389 | 7277 | : | 5034 | 537 | 14 | 1064 | 4077 | 419 | 1774 | 1007 | 28 | 323 | 4146 | 12079 | 1312 | 2 | : | 77 | 273 | 8 | 4
Romania | 18951 | 11954 | 707 | 6289 | : | : | 1 | 11846 | : | : | 108 | 63 | 262 | 5964 | 18323 | 627 | : | : | 0 | 0 | 0 | :
Slovenia | 2992 | 1357 | 656 | 979 | : | : | : | 1003 | 321 | : | 33 | 107 | 36 | 836 | 2810 | 182 | : | : | : | 13 | 5 | 0
Slovakia | 8247 | 3090 | 2640 | 2512 | 916 | : | 5 | 2770 | 17 | 254 | 20 | 16 | 46 | 1535 | 7693 | 564 | : | : | 6 | 44 | 2 | :
Finland | 16464 | 10676 | 2671 | 3035 | : | : | 82 | 7193 | 1847 | 1586 | 50 | 31 | 275 | 2729 | 14198 | 2270 | 4 | : | 0 | 1720 | 0 | 0
Sweden | 33733 | 7424 | 9471 | 16345 | 43 | : | 493 | 5553 | 1681 | 111 | 79 | 140 | 765 | 15397 | 32708 | 987 | 5 | : | 291 | 2526 | 42 | 120
United Kingdom | 80802 | 63096 | 11852 | 4289 | 2788 | : | 1565 | 32611 | 1672 | 26445 | 163 | 56 | 102 | 1343 | 74011 | 8368 | 11 | : | 234 | 475 | 900 | 0
Croatia | 3866 | 1800 | : | 2060 | 256 | : | 6 | 1395 | 130 | 262 | 13 | 1 | 32 | 1771 | 3653 | 213 | : | : | : | 0 | : | :
Turkey | 38842 | 25901 | : | 12905 | : | 15 | 21 | 9429 | 851 | 14079 | 1503 | 15 | 160 | 12731 | 34780 | 4062 | : | : | : | 72 | 9 | 27
European Economic Area (EEA) (EU-15 plus IS, LI, NO) | 666367 | 354522 | 121460 | 148930 | 32061 | 917 | 40538 | : | : | : | : | 2448 | 9565 | 107118 | 614545 | 47430 | 1701 | 1 | 5150 | 9149 | 2692 | 180
Iceland | 1538 | 143 | : | 1163 | : | 232 | : | 0 | 35 | : | 108 | 10 | 46 | 1107 | 1507 | 0 | : | : | : | : | 1 | :
Norway | 28896 | 273 | 0 | 28358 | 764 | : | 265 | 210 | 40 | 0 | 23 | 49 | 943 | 25418 | 27959 | 972 | 7 | : | 26 | 79 | 0 | 5
Switzerland | 19097 | 855 | 3220 | 15010 | 1655 | : | 12 | 478 | 49 | 246 | 0 | 0 | 0 | 13355 | 17208 | 1915 | 26 | : | 302 | : | 7 | :
AL | [15 empty] | 0
BA | [15 empty] | 0
HR | [15 empty] | 209
ME | [15 empty] | 0
MK | [15 empty] | 26.4411
RS | [15 empty] | 250
KS | [15 empty] | 0
| AT | BE | BG | CY | CZ | DE | DK | EE | ES | FI | FR | GR | HU | IE | IT | LT | LU | LV | MT | NL | PL | PT | RO | SE | SI | SK | UK | CH | IS | NO
| 1.651 | 0.494 | 0.263 | 0.006 | 2.29 | 10.621 | 0.638 | 0.027 | 6.481 | 2.27 | 6.765 | 0.257 | 0.135 | 0.145 | 4.84 | 0.062 | 0.167 | 0.033 | 0 | 2.996 | 2.054 | 1.312 | 0.627 | 0.987 | 0.182 | 0.564 | 6.803 | 1.915 | 0.031 | 0.972

## CHP2002By cycle
Belgium | [7 empty] | 2002 | Belgium | [7 empty] | 2002
1 : Completely CHP –units rdmt>= 75%) | Maximum capacity |  |  | Production |  |  | Fuel | Number | 1 : Completely CHP –units rdmt>= 75%) | Capacity ratios |  |  | Production ratios | [9 empty] | AT | BE | BG | CY | CZ | DE | DK | EE | ES | FI | FR | GR | HU | IE | IT | LT | LU | LV | MT | NL | PL | PT | RO | SE | SI | SK | UK | CH | IS | NO
| Electrical |  | Heat | Electricity |  | Heat | Input | of |  | Average |  | Heat to | Efficiency | Efficiency | Load factor |  | Heat to | Belgium |  |  |  | Auto CHP Heat production 2002 | 57.2753 | 21.3759 | 15.6076 | 0 | 53.59 | 287.435 | 26.6944 | 2.209 | 160.2062 | 165.1054 | 182.5567 | 9.423 | 9.577 | 5.4027 | 133.898 | 1.014 | 2.097 | 0.702 | 0 | 108.1023 | 169.754 | 39.4171 | 14.498 | 62.612 | 8.6749 | 5.004 | 140.4095 | 0 | 0 | 0
Type of cycle | CHP | Gross | Net | ECHP | Gross | Net |  | units | Type of cycle | Electricity | Heat | Electricity | In/out (G) | In/out (N) | Electricity | Heat | Electricity | Auto CHP Heat production 2002 | 21.3759 |  |  | Auto CHP ISI Heat 2002 | 2.2712 | 0 | 4.925 | 0 | 10.442 | 7.404 | 0 | 0 | 1.3789 | 1.3226 | 0.49002 | 0 | 0 | 0 | 0.067 | 0 | 0 | 0 | 0 | 2.948 | 6.117 | 0 | 0 | 0 | 0 | 0.321 | 0 | 0 | 0 | 0
| MW | MW | MW | GWh | GWh | TJ | TJ(NVC) | n |  | MW | MW |  | % | % |  |  |  | Auto CHP ISI Heat 2002 | 0 |  |  | Auto CHP Chemical Heat 2002 | 9.0088 | 0.59425 | 7.8251 | 0 | 22.619 | 118.303 | 2.7189 | 0 | 26.3376 | 6.5009 | 32.9268 | 2.271 | 3.3601 | 0.49624 | 34.217 | 0 | 1.278 | 0 | 0 | 35.9176 | 40.127 | 3.2627 | 6.8363 | 0.838 | 0.42121 | 0.907 | 56.919 | 0 | 0 | 0
Combined cycle | 0 | 0 | 0 | 0 | 0 | 0 | 0 | 0 | Combined cycle | #DIV/0! | #DIV/0! | #DIV/0! | #DIV/0! | #DIV/0! | #DIV/0! | #DIV/0! | #DIV/0! | Auto CHP Chemical Heat 2002 | 0.59425 | 0 | 0 | Auto CHP Paper Heat 2002 | 28.3282 | 7.3135 | 2.2636 | 0 | 5.964 | 65.761 | 1.518 | 1.452 | 47.0474 | 146.774 | 53.3367 | 0 | 1.7352 | 0 | 34.174 | 0 | 0.016 | 0 | 0 | 10.0901 | 22.968 | 22.2429 | 4.4478 | 61.067 | 6.9474 | 0.289 | 15.9268 | 0 | 0 | 0
Steam : backpressure turbine | 472.367 | 472.367 | 2310.843 | 2177.0691 | 2177.0691 | 24765.096 | 39505.2842 | 42 | Steam : backpressure turbine | 11.2468 | 55.0201 | 4.8921 | 82.527 | 82.527 | 0.52612 | 0.33979 | 3.1598 | Auto CHP Paper Heat 2002 | 7.3135 | 0 | 0 | Auto CHP Refineries Heat 2002 | 9.5562 | 3.7365 | 0 | 0 | 1.082 | 32.562 | 1.188 | 0.475 | 18.9175 | 8.4846 | 48.8446 | 3.74 | 0 | 0.20246 | 24.755 | 0 | 0 | 0 | 0 | 31.2341 | 29.131 | 12.1833 | 0.98938 | 0.011 | 0.412 | 0.097 | 35.3921 | 0 | 0 | 0
Steam : condensing turbine | 0 | 0 | 0 | 0 | 0 | 0 | 0 | 0 | Steam: condensing turbine | #DIV/0! | #DIV/0! | #DIV/0! | #DIV/0! | #DIV/0! | #DIV/0! | #DIV/0! | #DIV/0! | Auto CHP Refineries Heat 2002 | 3.7365 | 0 | 0 | Auto CHP Others Heat 2002 | 8.1109 | 9.7324 | 0.59388 | 0 | 13.483 | 63.405 | 21.2695 | 0.282 | 66.5249 | 2.0233 | 46.9586 | 3.412 | 4.4817 | 4.704 | 40.685 | 1.014 | 0.803 | 0.702 | 0 | 27.9124 | 71.411 | 1.7282 | 2.2245 | 0.696 | 0.89428 | 3.39 | 32.1716 | 0 | 0 | 0
Gas turbine with heat recovery | 397.45 | 397.45 | 483.982 | 2781.6619 | 2781.6619 | 12342.382 | 27221.2084 | 14 | Gas turbine with heat recovery | 28.3893 | 34.5701 | 1.2177 | 82.1285 | 82.1285 | 0.79895 | 0.80856 | 1.2325 | Auto CHP Others Heat 2002 | 9.7324 | 0 | 0
Internal combustion engine | 129.575 | 129.575 | 168.7046 | 358.2493 | 358.2493 | 1727.9969 | 3647.1925 | 161 | Internal combustion engine | 0.80481 | 1.0479 | 1.302 | 82.7402 | 82.7402 | 0.31562 | 0.32476 | 1.3398 |  |  | 0 | 0 | Auto CHP Total Consumption 2002 | 120.4874 | 36.2889 | 31.9191 | 0 | 127.901 | 460.466 | 43.1996 | 3.9351 | 352.0469 | 253.9949 | 279.6175 | 18.4628 | 14.5127 | 10.0562 | 269.311 | 1.38 | 3.517 | 0.988 | 0 | 170.5078 | 253.024 | 62.4974 | 21.432 | 100.087 | 10.9607 | 64.483 | 343.6298 | 0 | 0 | 0
Others | 0 | 0 | 0 | 0 | 0 | 0 | 0 | 0 | Others | [8 empty] | Auto CHP Total Consumption 2002 | 36.2889 | 0 | 0 | Auto CHP ISI Consumption 2002 | 17.7402 | 0 | 8.371 | 0 | 26.098 | 10.464 | 0 | 0 | 2.9713 | 1.784 | 0.65368 | 0 | 0 | 0 | 0.813 | 0 | 0 | 0 | 0 | 3.9741 | 12.387 | 0 | 0 | 0 | 0 | 23.943 | 0 | 0 | 0 | 0
Sub-Total | 999.392 | 999.392 | 2963.5296 | 5316.9803 | 5316.9803 | 38835.4749 | 70373.6851 | 217 | TOTAL | 4.6055 | 13.6568 | 2.9653 | 82.3839 | 82.3839 | 0.60733 | 0.41549 | 2.0289 | Auto CHP ISI Consumption 2002 | 0 |  |  | Auto CHP Chemical consumption 2002 | 12.1014 | 1.63 | 15.9752 | 0 | 47.166 | 191.646 | 3.9315 | 0 | 56.2554 | 10.0949 | 49.4505 | 3.5644 | 4.0563 | 1.0089 | 65.451 | 0 | 2.041 | 0 | 0 | 52.5714 | 54.923 | 5.3403 | 10.542 | 1.38 | 0.5533 | 3.487 | 163.7786 | 0 | 0 | 0
2 : Units with a non-CHP component (rdmt < 75%) | Maximum capacity |  |  | Production |  |  | Fuel | Number | 2 : Units with a non-CHP component (rdmt < 75%) | Capacity ratios |  |  | Production ratios |  |  |  |  | Auto CHP Chemical consumption 2002 | 1.63 |  |  | Auto CHP Paper conumption 2002 | 60.7903 | 9.4648 | 6.6065 | 0 | 8.069 | 101.905 | 2.3297 | 2.2359 | 85.0492 | 224.9717 | 81.777 | 0 | 2.323 | 0 | 65.223 | 0 | 0.03 | 0 | 0 | 16.431 | 33.106 | 36.7656 | 6.4 | 97.641 | 8.5879 | 13.319 | 38.0457 | 0 | 0 | 0
| Electrical |  | Heat | Electricity |  | Heat | Input | of |  | Average |  | Heat to | Efficiency | Efficiency | Load factor |  | Heat to | Auto CHP Paper conumption 2002 | 9.4648 |  |  | Auto CHP Refineries consumption 2002 | 16.0975 | 9.8328 | 0 | 0 | 1.285 | 56.135 | 2.4552 | 0.998 | 44.5282 | 14.1416 | 68.5851 | 8.5884 | 0 | 0.54605 | 57.406 | 0 | 0 | 0 | 0 | 47.926 | 41.883 | 16.0701 | 1.36 | 0.017 | 0.52121 | 14.652 | 68.0812 | 0 | 0 | 0
Type of cycle | CHP | Gross | Net | ECHP | Gross | Net |  | units | Type of cycle | Electricity | Heat | Electricity | In/out (G) | In/out (N) | Electricity | Heat | Electricity | Auto CHP Refineries consumption 2002 | 9.8328 |  |  | Auto CHP Others consumption 2002 | 13.7579 | 15.3614 | 0.96647 | 0 | 45.283 | 100.316 | 34.4831 | 0.7012 | 163.2429 | 3.0027 | 79.1512 | 6.31 | 8.1334 | 8.5012 | 80.418 | 1.38 | 1.446 | 0.988 | 0 | 49.6053 | 110.725 | 4.3214 | 3.13 | 1.049 | 1.2983 | 9.082 | 73.7243 | 0 | 0 | 0
| MW | MW | MW | GWh | GWh | TJ | TJ(NVC) | n |  | MW | MW |  | % | % |  |  |  | Auto CHP Others consumption 2002 | 15.3614
Combined cycle | 75 | 75 | 127 | 176.4002 | 531.4745 | 821.442 | 4082.305 | 3 | Combined cycle | 25 | 42.3333 | 1.6933 | 66.9903 | 35.6779 | 0.26849 | 0.20508 | 1.2935 |  |  | 0 | 355.0743 | Mining and agglomeration of solid fuels | 0 | 0 | 0 | 0 | 0.484 | 1.344 | 0 | 0.0025 | 0.0031314 | 0 | 0 | 0 | 0 | 0.0052 | 0 | 0 | 0 | 0 | 0 | 0 | 0.0185 | 0 | 0 | 0 | 0 | 0 | 0 | 0 | 0 | 0
Steam : backpressure turbine | 40.35 | 40.35 | 177.36 | 83.5538 | 126.9997 | 1132.179 | 4970.092 | 11 | Steam : backpressure turbine | 3.6682 | 16.1236 | 4.3955 | 31.9788 | 28.8319 | 0.23638 | 0.2024 | 3.764 | Mining and agglomeration of solid fuels | 0 | 0 | 43.4459 | Extraction of crude oil and nat. gas | 0.0077 | 0 | 0 | 0 | 0 | 0.017 | 0 | 0 | 0 | 0 | 0 | 0 | 0 | 0 | 0.05 | 0 | 0 | 0 | 0 | 0.01375 | 0 | 0 | 0 | 0 | 0 | 0 | 0 | 0 | 0 | 0
Steam : condensing turbine | 225.9 | 255.6 | 780 | 315.9269 | 680.2828 | 5097.484 | 13973.2179 | 10 | Steam: condensing turbine | 22.59 | 78 | 3.4529 | 54.0069 | 44.6198 | 0.15965 | 0.20721 | 4.4819 | Extraction of crude oil and nat. gas | 0 | 29.7 | 364.356 | Coke ovens | 0 | 0 | 0 | 0 | 0 | 0 | 0 | 0 | 0.0064765 | 0 | 0 | 0 | 0 | 0 | 0.012 | 0 | 0 | 0 | 0 | 0 | 0.076 | 0 | 0 | 0 | 0 | 0 | 0 | 0 | 0 | 0
Gas turbine with heat recovery | 63.386 | 86.73 | 131.187 | 208.569 | 623.712 | 1652.7 | 6181.6755 | 3 | Gas turbine with heat recovery | 21.1287 | 43.729 | 2.0697 | 63.0584 | 38.8818 | 0.37562 | 0.39944 | 2.2011 | Coke ovens | 0 | 23.344 | 415.143 | Refineries | 0.12 | 0.154 | 0 | 0 | 0.002 | 0.733 | 0.026 | 0.01 | 0.4963 | 0.1176 | 0.46554 | 0.1156 | 0 | 0.00622 | 0.381 | 0 | 0 | 0 | 0 | 0.37634 | 0.311 | 0.11401 | 0.007 | 0.014 | 0.007 | 0.114 | 0.9232 | 0 | 0 | 0
Internal combustion engine | 39.7842 | 55.948 | 63.628 | 68.7605 | 123.766 | 414.3923 | 1521.4627 | 66 | Internal combustion engine | 0.60279 | 0.96406 | 1.5993 | 56.5213 | 43.5062 | 0.1973 | 0.20649 | 1.6741 | Refineries | 0.154 | 16.1638 | 55.0055 | Extraction and processing of nuclear fuels | 0 | 0 | 0 | 0 | 0 | 0 | 0 | 0 | 0 | 0 | 0 | 0 | 0 | 0 | 0 | 0 | 0 | 0 | 0 | 0 | 0 | 0 | 0 | 0 | 0 | 0 | 0 | 0 | 0 | 0
Others | 0 | 0 | 0 | 0 | 0 | 0 | 0 | 0 | Others | [8 empty] | Extraction and processing of nuclear fuels | 0 | 0 | 0 | Iron and steel industry | 0.21275 | 0 | 0.084 | 0 | 0.221 | 0.619 | 0 | 0 | 0.049406 | 0.0125 | 0.02124 | 0 | 0 | 0 | 0.007 | 0 | 0 | 0 | 0 | 0.04831 | 0.099 | 0 | 0 | 0 | 0 | 0.135 | 0 | 0 | 0 | 0
Sub-Total | 444.4202 | 513.628 | 1279.175 | 853.2104 | 2086.2351 | 9118.1973 | 30728.753 | 93 | TOTAL | 4.7787 | 13.7546 | 2.8783 | 54.1143 | 39.6689 | 0.21916 | 0.22601 | 2.9686 | Iron and steel industry | 0 | 69.2078 | 1233.0247 | Non-ferrous metals | 0 | 0.0542 | 0 | 0 | 0 | 0.008 | 0 | 0 | 0.01714 | 0 | 0.0108 | 0.01427 | 0 | 0 | 0.002 | 0 | 0 | 0 | 0 | 0 | 0.0594 | 0 | 0 | 0 | 0 | 0.025 | 0 | 0 | 0 | 0
TOTAL (1+2) | 1443.8122 | 1513.02 | 4242.7046 | 6170.1907 | 7403.2154 | 47953.6722 | 101102.4381 | 310 | TOTAL (1+2) | 4.6575 | 13.6861 | 2.9385 | 73.7917 | 69.4013 | 0.48785 | 0.35836 | 2.1588 | Non-ferrous metals | 0.0542 | 69.2078 | 1233.0247 | Chemical industry | 0.087575 | 0.03638 | 0.14307 | 0 | 0.393 | 8.758 | 0.044087 | 0 | 0.46638 | 0.05505 | 0.61696 | 0.03029 | 0.0389 | 0.013894 | 0.608 | 0 | 0.0213 | 0 | 0 | 0.25058 | 0.431 | 0.0837 | 0.098 | 0.015 | 0.00736 | 0.055 | 1.2879 | 0 | 0 | 0
[18 empty] | Chemical industry | 0.03638 |  |  | Non-metallic mineral products | 0 | 0.000366 | 0 | 0 | 0.002 | 0.032 | 0.001021 | 0.0031 | 0.2926 | 0 | 0.0049 | 0.0011 | 0.01 | 0.002037 | 0.108 | 0 | 0 | 0 | 0 | 0.015276 | 0 | 0.010961 | 0 | 0 | 0 | 0 | 0 | 0 | 0 | 0
Sector | Maximum capacity |  |  | Production |  |  | Fuel | Number | By sector | Capacity ratios |  |  | Production ratios |  |  |  |  | Non-metallic mineral products | 0.000366 |  |  | Extraction | 0 | 0 | 0 | 0 | 0 | 0.036 | 0.03 | 0 | 0.057424 | 0 | 0.00138 | 0 | 0 | 0 | 0 | 0 | 0 | 0 | 0 | 0 | 0.0049 | 0.0079 | 0 | 0 | 0 | 0 | 0.0292 | 0 | 0 | 0
| Electrical |  | Heat | Electricity |  | Heat | Input | of |  | Average |  | Heat to | Efficiency | Efficiency | Load factor |  | Heat to | Extraction | 0 |  |  | Food products, beverages and tobacco | 0.0719 | 0.16696 | 0.006 | 0 | 0.045 | 0.664 | 0.13084 | 0 | 0.47079 | 0.0028 | 0.77321 | 0.0538 | 0.097919 | 0.07816 | 0.244 | 0.0096 | 0 | 0.014 | 0 | 0.31202 | 0.31 | 0.01441 | 0.029 | 0.038 | 0.011122 | 0.032 | 0.3779 | 0 | 0 | 0
| CHP | Gross | Net | ECHP | Gross | Net |  | units |  | Electricity | Heat | Electricity | In/out (G) | In/out (N) | Electricity | Heat | Electricity | Food products, beverages and tobacco | 0.16696 |  |  | Textile, clothing and leather | 0.017332 | 0.0003 | 0 | 0 | 0.011 | 0.039 | 0.006787 | 0 | 0.28569 | 0 | 0.039743 | 0.012 | 0 | 0.000185 | 0.127 | 0 | 0 | 0.001 | 0 | 0.0088 | 0.0227 | 0.017393 | 0.001 | 0 | 0.00503 | 0.007 | 0 | 0 | 0 | 0
| MW | MW | MW | GWh | GWh | TJ | TJ(NVC) | n |  | MW | MW |  | % | % |  |  |  | Textile, clothing and leather | 0.0003 |  |  | Paper and printing | 0.48565 | 0.047 | 0.116 | 0 | 0.062 | 1.406 | 0.025 | 0.01 | 0.54589 | 1.6356 | 0.57336 | 0 | 0.01725 | 0 | 0.674 | 0 | 0.001 | 0 | 0 | 0.1577 | 0.2029 | 0.1959 | 0.027 | 0.843 | 0.06555 | 0.056 | 0.465 | 0 | 0 | 0
Public supply | 956.6324 | 985.708 | 2565.002 | 4373.5119 | 5563.0453 | 26577.7809 | 64813.4977 | 178 | Public supply | 5.3743 | 14.4101 | 2.6813 | 71.9059 | 65.2988 | 0.52189 | 0.32853 | 1.6881 | Paper and printing | 0.047 | 29.0756 | 1189.5334 | Metal products, machinery, equipment | 0.010702 | 0.00573 | 0 | 0 | 0.021 | 0.232 | 0.010647 | 0 | 0.087244 | 0 | 0.1118 | 0 | 0.000395 | 0 | 0.113 | 0 | 0 | 0 | 0 | 0.003497 | 0.0078 | 0 | 0.004 | 0 | 0 | 0.02 | 0.0285 | 0 | 0 | 0
[18 empty] | Metal products, machinery, equipment | 0.00573 | 0 | 0 | Other industrial branches | 0.015868 | 0.00076 | 0.03 | 0 | 0.006 | 0.283 | 0.01214 | 0 | 0.28337 | 0.00996 | 0.24642 | 0 | 0.00168 | 0 | 0.098 | 0.004 | 0 | 0.002 | 0 | 0.001795 | 0.0293 | 0.0081393 | 0.004 | 0 | 0.00377 | 0.007 | 0.0271 | 0 | 0 | 0
Autoproducers | 487.1798 | 527.312 | 1677.7026 | 1796.6777 | 1840.1701 | 21375.8913 | 36288.9404 | 132 | Autoproducers | 3.6908 | 12.7099 | 3.4437 | 77.1599 | 76.7284 | 0.42099 | 0.40397 | 3.3048 | Other industrial branches | 0.00076 | 40.1322 | 43.4924 | Transport | 0 | 0 | 0 | 0 | 0 | 0 | 0.000922 | 0 | 0.00066492 | 0 | 0.054792 | 0 | 0 | 0 | 0 | 0 | 0 | 0 | 0 | 0.00025 | 0 | 0.0056 | 0 | 0 | 0 | 0 | 0.0088 | 0 | 0 | 0
Mining and agglomeration of solid fuels | 0 | 0 | 0 | 0 | 0 | 0 | 0 | 0 | Mining and agglomeration of solid fuels | #DIV/0! | #DIV/0! | #DIV/0! | #DIV/0! | #DIV/0! | #DIV/0! | #DIV/0! | #DIV/0! | Transport | 0 | 0 | 0 | Services, etc | 0.00945 | 0.011937 | 0 | 0 | 0.008 | 0 | 0.26929 | 0.0018 | 0.21356 | 0.00746 | 0.34438 | 0 | 0.01708 | 0.016685 | 0.194 | 0 | 0 | 0 | 0 | 0.0045573 | 0 | 0.026705 | 0.001 | 0 | 0.003008 | 0.007 | 0.3874 | 0 | 0 | 0
Extraction of crude oil and nat. gas | 0 | 0 | 0 | 0 | 0 | 0 | 0 | 0 | Extraction of crude oil and nat. gas | #DIV/0! | #DIV/0! | #DIV/0! | #DIV/0! | #DIV/0! | #DIV/0! | #DIV/0! | #DIV/0! | Services, etc | 0.011937 | 0 | 0 | Other | 0 | 0.01 | 0 | 0 | 0 | 0 | 0 | 0.00206 | 0.047647 | 0 | 0 | 0.00714 | 0 | 0.000206 | 0.061 | 0 | 0.0657 | 0.002 | 0 | 0.39351 | 0.5572 | 0 | 0 | 0 | 0 | 0 | 0.0765 | 0 | 0 | 0
Coke ovens | 0 | 0 | 0 | 0 | 0 | 0 | 0 | 0 | Coke ovens | #DIV/0! | #DIV/0! | #DIV/0! | #DIV/0! | #DIV/0! | #DIV/0! | #DIV/0! | #DIV/0! | Other | 0.01 | 0 | 0
Refineries | 154 | 154 | 171 | 1037.9049 | 1037.905 | 3736.458 | 9832.784 | 4 | Refineries | 38.5 | 42.75 | 1.1104 | 76 | 76 | 0.76937 | 0.6928 | 1 |  |  | 0 | 6.25e-05
Extraction and processing of nuclear fuels | 0 | 0 | 0 | 0 | 0 | 0 | 0 | 0 | Extraction and processing of nuclear fuels | #DIV/0! | #DIV/0! | #DIV/0! | #DIV/0! | #DIV/0! | #DIV/0! | #DIV/0! | #DIV/0! |  |  | 0 | 0
Iron and steel industry | 0 | 0 | 0 | 0 | 0 | 0 | 0 | 0 | Iron and steel industry | #DIV/0! | #DIV/0! | #DIV/0! | #DIV/0! | #DIV/0! | #DIV/0! | #DIV/0! | #DIV/0! |  |  | 0 | 0
Non-ferrous metals | 54.2 | 83.9 | 74 | 113.136 | 113.1364 | 1810.334 | 2719.8359 | 4 | Non-ferrous metals | 13.55 | 18.5 | 1.3653 | 81.5352 | 81.5352 | 0.23829 | 0.77566 | 4.4448 |  |  | 29.7 | 0.00035
Chemical industry | 36.38 | 36.38 | 84.61 | 17.7801 | 40.7205 | 594.25 | 1629.9677 | 7 | Chemical industry | 5.1971 | 12.0871 | 2.3257 | 45.4514 | 40.3847 | 0.055791 | 0.22269 | 9.2839 |  |  | 6.1035e-08 | 22.9404
Non-metallic mineral products | 0.366 | 0.584 | 0.61 | 0.76333 | 1.223 | 4.58 | 12.9189 | 2 | Non-metallic mineral products | 0.183 | 0.305 | 1.6667 | 69.5321 | 56.723 | 0.23808 | 0.23806 | 1.6667 |  |  | 0.218 | 0.45967
Extraction | 0 | 0 | 0 | 0 | 0 | 0 | 0 | 0 | Extraction | #DIV/0! | #DIV/0! | #DIV/0! | #DIV/0! | #DIV/0! | #DIV/0! | #DIV/0! | #DIV/0! |  |  | 0 | 0
Food products, beverages and tobacco | 166.957 | 166.957 | 875.133 | 336.3236 | 349.4037 | 7643.701 | 11963.969 | 43 | Food products, beverages and tobacco | 3.8827 | 20.3519 | 5.2417 | 74.403 | 74.0094 | 0.22996 | 0.27693 | 6.3131 |  |  | 0 | 13.08
Textile, clothing and leather | 0.3 | 0.3 | 0.315 | 0.096 | 0.096 | 0.496 | 0.99 | 1 | Textile, clothing and leather | 0.3 | 0.315 | 1.05 | 85.0101 | 85.0101 | 0.03653 | 0.049925 | 1.4352 |  |  | 0 | 0
Paper and printing | 47 | 47 | 435 | 236.4258 | 236.4258 | 7313.451 | 9464.795 | 3 | Paper and printing | 15.6667 | 145 | 9.2553 | 86.2627 | 86.2627 | 0.57424 | 0.53306 | 8.5926 |  |  | 0 | 3.4375e-05
Metal products, machinery, equipment | 5.73 | 9.53 | 7.477 | 1.9775 | 3.136 | 9.802 | 29.5707 | 10 | Metal products, machinery, equipment | 0.573 | 0.7477 | 1.3049 | 71.3261 | 57.2219 | 0.039396 | 0.041565 | 1.3769 |  |  | 3.8 | 1.1585
Other industrial branches | 0.76 | 0.76 | 0.796 | 0 | 0 | 0 | 0 | 1 | Other industrial branches | 0.76 | 0.796 | 1.0474 | #DIV/0! | #DIV/0! | 0 | 0 | #DIV/0! |  |  | 0 | 0
Transport | 0 | 0 | 0 | 0 | 0 | 0 | 0 | 0 | Transport | #DIV/0! | #DIV/0! | #DIV/0! | #DIV/0! | #DIV/0! | #DIV/0! | #DIV/0! | #DIV/0! |  |  | 0 | 0
Services, etc | 11.937 | 17.649 | 16.2986 | 21.6756 | 24.2277 | 112.4493 | 275.067 | 43 | Services, etc | 0.2776 | 0.37904 | 1.3654 | 72.5892 | 69.2491 | 0.20729 | 0.21875 | 1.4411 |  |  | 5.712 | 2.5521
Other | 10 | 10 | 12 | 31 | 34 | 151 | 359 | 14 | Other | 0.71429 | 0.85714 | 1.2 | 76.156 | 73.1476 | 0.35388 | 0.39897 | 1.353 |  |  | 0 | 3
TOTAL | 1443.8122 | 1513.02 | 4242.7046 | 6170.1896 | 7403.2154 | 47953.6722 | 101102.4381 | 310 | TOTAL | 4.6575 | 13.6861 | 2.9385 | 73.7917 | 69.4012 | 0.48785 | 0.35836 | 2.1588 |  |  | 69.2078 | 1233.0258
Type of fuel | Maximum capacity |  |  | Maximum production |  |  | Fuel | Number
| Electricity |  | Heat | Electricity |  | Heat | Input | of
| CHP | Gross | Net | ECHP | Gross | Net |  | units
| MW | MW | MW | GWh | GWh | MW | TJ(NVC) | n
Single-fuel fired units | 907.8852 | 943.013 | 2309.3636 | 3921.0731 | 4867.1399 | 23329.2482 | 55311.684 | 264
Solid | 11.2 | 11.2 | 40 | 7.7594 | 58.3892 | 93.113 | 2035.87 | 2
Liquid | 68.449 | 73.227 | 303.315 | 114.3781 | 130.1814 | 2643.629 | 4192.747 | 48
Gas | 828.2362 | 858.586 | 1966.0486 | 3798.9356 | 4678.5693 | 20592.5062 | 49083.067 | 214
Others
Multi-fuel fired units | 535.927 | 570.007 | 1933.341 | 2249.1174 | 2536.0755 | 24624.424 | 45790.7541 | 46
Solid & liquid | 0 | 0 | 0 | 0 | 0 | 0 | 0 | 0
Liquid & gas | 402.615 | 436.695 | 1175.641 | 1853.5917 | 2140.5497 | 13983.738 | 31431.7709 | 34
Solid & liquid & gas | 35.312 | 35.312 | 209 | 112.199 | 112.199 | 2237.235 | 3326.2501 | 3
Others | 98 | 98 | 548.7 | 283.3268 | 283.3268 | 8403.451 | 11032.7331 | 9
TOTAL | 1443.8122 | 1513.02 | 4242.7046 | 6170.1906 | 7403.2154 | 47953.6722 | 101102.4381 | 310
Denmark | [7 empty] | 2002 | Denmark | [7 empty] | 2002
1 : Completely CHP –units rdmt>= 75%) | Maximum capacity |  |  | Production |  |  | Fuel | Number | 1 : Completely CHP –units rdmt>= 75%) | Capacity ratios |  |  | Production ratios
| Electrical |  | Heat | Electricity |  | Heat | Input | of |  | Average |  | Heat to | Efficiency | Efficiency | Load factor |  | Heat to | Denmark
Type of cycle | CHP | Gross | Net | ECHP | Gross | Net |  | units | Type of cycle | Electricity | Heat | Electricity | In/out (G) | In/out (N) | Electricity | Heat | Electricity | Auto CHP Heat production 2002 | 26.6944
| MW | MW | MW | GWh | GWh | TJ | TJ(NVC) | n |  | MW | MW |  | % | % |  |  |  | Auto CHP ISI Heat 2002 | 0
Combined cycle | 417.35 | 417.35 | 451 | 1633.0556 | 1633.0556 | 6803.2526 | 14448.1432 | 11 | Combined cycle | 37.9409 | 41 | 1.0806 | 87.7777 | 87.7777 | 0.44668 | 0.47828 | 1.1572 | Auto CHP Chemical Heat 2002 | 2.7189 | 0 | 0
Steam : backpressure turbine | 779.264 | 779.264 | 2517.18 | 2196.0833 | 2196.0833 | 32989.4798 | 45438.2696 | 42 | Steam : backpressure turbine | 18.5539 | 59.9329 | 3.2302 | 90.0021 | 90.0021 | 0.32171 | 0.41553 | 4.1728 | Auto CHP Paper Heat 2002 | 1.518 | 0 | 0
Steam: condensing turbine | 100 | 100 | 155 | 28.3333 | 28.3333 | 193 | 341.14 | 1 | Steam: condensing turbine | 100 | 155 | 1.55 | 86.4748 | 86.4748 | 0.032344 | 0.039479 | 1.8922 | Auto CHP Refineries Heat 2002 | 1.188 | 0 | 0
Gas turbine with heat recovery | 294.408 | 294.408 | 566.632 | 1458.1111 | 1458.1111 | 9375.0116 | 17159.0136 | 24 | Gas turbine with heat recovery | 12.267 | 23.6097 | 1.9246 | 85.2276 | 85.2276 | 0.56538 | 0.52458 | 1.786 | Auto CHP Others Heat 2002 | 21.2695 | 0 | 0
Internal combustion engine | 953.424 | 953.424 | 1331.2518 | 3958.2222 | 3958.2222 | 19929.2104 | 38702.9143 | 596 | Internal combustion engine | 1.5997 | 2.2336 | 1.3963 | 88.3107 | 88.3107 | 0.47393 | 0.47465 | 1.3986 |  |  | 0 | 0
Others | [8 empty] | Others | [8 empty] | Auto CHP Total Consumption 2002 | 43.1996 | 0 | 0
Sub-Total | 2544.446 | 2544.446 | 5021.0638 | 9273.8056 | 9273.8056 | 69289.9544 | 116089.4807 | 674 | TOTAL | 3.7751 | 7.4496 | 1.9733 | 88.4453 | 88.4453 | 0.41606 | 0.43754 | 2.0754 | Auto CHP ISI Consumption 2002 | 0
2 : Units with a non-CHP component (rdmt < 75%) | Maximum capacity |  |  | Production |  |  | Fuel | Number | 2 : Units with a non-CHP component (rdmt < 75%) | Capacity ratios |  |  | Production ratios |  |  |  |  | Auto CHP Chemical consumption 2002 | 3.9315
| Electrical |  | Heat | Electricity |  | Heat | Input | of |  | Average |  | Heat to | Efficiency | Efficiency | Load factor |  | Heat to | Auto CHP Paper conumption 2002 | 2.3297
Type of cycle | CHP | Gross | Net | ECHP | Gross | Net |  | units | Type of cycle | Electricity | Heat | Electricity | In/out (G) | In/out (N) | Electricity | Heat | Electricity | Auto CHP Refineries consumption 2002 | 2.4552
| MW | MW | MW | GWh | GWh | TJ | TJ(NVC) | n |  | MW | MW |  | % | % |  |  |  | Auto CHP Others consumption 2002 | 34.4831
Combined cycle | 678.8 | 678.8 | 703.8 | 2193.8333 | 2193.8333 | 8935.6144 | 21498.4614 | 6 | Combined cycle | 113.1333 | 117.3 | 1.0368 | 78.3006 | 78.3006 | 0.36894 | 0.40255 | 1.1314 |  |  | 0 | 0
Steam : backpressure turbine | 35.6 | 35.6 | 109.3 | 106.4356 | 209.5833 | 1123.178 | 3631.1037 | 3 | Steam : backpressure turbine | 11.8667 | 36.4333 | 3.0702 | 51.7109 | 41.4845 | 0.3413 | 0.32582 | 2.9313 | Mining and agglomeration of solid fuels | 0 | 0 | 103.1477
Steam: condensing turbine | 2084 | 5828.4 | 4669.5 | 7581.879 | 21229.4722 | 42320.727 | 195363.717 | 22 | Steam: condensing turbine | 94.7273 | 212.25 | 2.2406 | 60.7824 | 35.6338 | 0.41531 | 0.28736 | 1.5505 | Extraction of crude oil and nat. gas | 0 | 3744.4 | 13647.5932
Gas turbine with heat recovery | 15.6988 | 16.331 | 40.297 | 38.2545 | 50.3333 | 260.7871 | 641.021 | 7 | Gas turbine with heat recovery | 2.2427 | 5.7567 | 2.5669 | 68.9505 | 62.167 | 0.27817 | 0.20519 | 1.8937 | Coke ovens | 0 | 0.6322 | 12.0788
Internal combustion engine | 40.0144 | 41.1879 | 61.027 | 96.5686 | 115.1389 | 730.9062 | 2102.3366 | 130 | Internal combustion engine | 0.3078 | 0.46944 | 1.5251 | 54.4825 | 51.3026 | 0.2755 | 0.37974 | 2.1024 | Refineries | 0.026 | 1.1735 | 18.5703
Others | [8 empty] | Others | [8 empty] | Extraction and processing of nuclear fuels | 0 | 0 | 0
Sub-Total | 2854.1132 | 6600.3189 | 5583.924 | 10016.9711 | 23798.3611 | 53371.2127 | 223236.6396 | 168 | TOTAL | 16.9888 | 33.2376 | 1.9564 | 62.2861 | 40.0617 | 0.40065 | 0.30305 | 1.48 | Iron and steel industry | 0 | 3746.2057 | 13781.39
TOTAL (1+2) | 5398.5592 | 9144.7649 | 10604.9878 | 19290.7767 | 33072.1667 | 122661.1672 | 339326.1203 | 842 | TOTAL (1+2) | 6.4116 | 12.595 | 1.9644 | 71.2356 | 56.6146 | 0.40791 | 0.36673 | 1.7663 | Non-ferrous metals | 0 | 3746.2057 | 13781.39
[18 empty] | Chemical industry | 0.044087
Sector | Maximum capacity |  |  | Production |  |  | Fuel | Number | By sector | Capacity ratios |  |  | Production ratios |  |  |  |  | Non-metallic mineral products | 0.001021
| Electrical |  | Heat | Electricity |  | Heat | Input | of |  | Average |  | Heat to | Efficiency | Efficiency | Load factor |  | Heat to | Extraction | 0.03
| CHP | Gross | Net | ECHP | Gross | Net |  | units |  | Electricity | Heat | Electricity | In/out (G) | In/out (N) | Electricity | Heat | Electricity | Food products, beverages and tobacco | 0.13084
| MW | MW | MW | GWh | GWh | TJ | TJ(NVC) | n |  | MW | MW |  | % | % |  |  |  | Textile, clothing and leather | 0.006787
Public supply | 4841.8305 | 8586.264 | 9074.8858 | 16665.4449 | 30414.4722 | 95966.8053 | 296126.5104 | 473 | Public supply | 10.2364 | 19.1858 | 1.8743 | 69.3821 | 52.6675 | 0.39292 | 0.33529 | 1.5996 | Paper and printing | 0.025 | 3744.4335 | 13749.0274
[18 empty] | Metal products, machinery, equipment | 0.010647 | 0 | 0
Autoproducers | 556.7287 | 558.5009 | 1530.102 | 2625.3318 | 2657.6944 | 26694.3619 | 43199.6099 | 369 | Autoproducers | 1.5087 | 4.1466 | 2.7484 | 83.9407 | 83.671 | 0.53832 | 0.55315 | 2.8244 | Other industrial branches | 0.01214 | 1.7722 | 32.3626
Mining and agglomeration of solid fuels | [8 empty] | Mining and agglomeration of solid fuels | #DIV/0! | #DIV/0! | #DIV/0! | #DIV/0! | #DIV/0! | #DIV/0! | #DIV/0! | #DIV/0! | Transport | 0.000922 | 0 | 0
Extraction of crude oil and nat. gas | [8 empty] | Extraction of crude oil and nat. gas | #DIV/0! | #DIV/0! | #DIV/0! | #DIV/0! | #DIV/0! | #DIV/0! | #DIV/0! | #DIV/0! | Services, etc | 0.26929 | 0 | 0
Coke ovens | [8 empty] | Coke ovens | #DIV/0! | #DIV/0! | #DIV/0! | #DIV/0! | #DIV/0! | #DIV/0! | #DIV/0! | #DIV/0! | Other | 0 | 0 | 0
Refineries | 26 | 26 | 9 | 189.25 | 189.25 | 1188 | 2455.213 | 1 | Refineries | 26 | 9 | 0.34615 | 76.136 | 76.136 | 0.83092 | 4.1852 | 1.7437 |  |  | 0 | 0
Extraction and processing of nuclear fuels | [8 empty] | Extraction and processing of nuclear fuels | #DIV/0! | #DIV/0! | #DIV/0! | #DIV/0! | #DIV/0! | #DIV/0! | #DIV/0! | #DIV/0! |  |  | 0 | 0
Iron and steel industry | [8 empty] | Iron and steel industry | #DIV/0! | #DIV/0! | #DIV/0! | #DIV/0! | #DIV/0! | #DIV/0! | #DIV/0! | #DIV/0! |  |  | 0 | 0
Non-ferrous metals | [8 empty] | Non-ferrous metals | #DIV/0! | #DIV/0! | #DIV/0! | #DIV/0! | #DIV/0! | #DIV/0! | #DIV/0! | #DIV/0! |  |  | 0 | 0
Chemical industry | 44.087 | 44.087 | 201.5 | 207.898 | 209.4722 | 2718.9082 | 3931.5168 | 6 | Chemical industry | 7.3478 | 33.5833 | 4.5705 | 88.3376 | 88.1935 | 0.53831 | 0.42782 | 3.6328 |  |  | 0 | 1.5742
Non-metallic mineral products | 1.021 | 1.021 | 1.42 | 4.3611 | 4.3611 | 24.6964 | 40.9524 | 2 | Non-metallic mineral products | 0.5105 | 0.71 | 1.3908 | 98.6424 | 98.6424 | 0.4876 | 0.55143 | 1.573 |  |  | 0 | 0
Extraction | 30 | 30 | 32.5 | 230.6111 | 230.6111 | 965.8944 | 2303.5449 | 1 | Extraction | 30 | 32.5 | 1.0833 | 77.9709 | 77.9709 | 0.87752 | 0.9423 | 1.1634 |  |  | 0 | 0
Food products, beverages and tobacco | 130.8358 | 131.125 | 519.802 | 470.0026 | 472.25 | 5558.0308 | 8322.5735 | 24 | Food products, beverages and tobacco | 5.4515 | 21.6584 | 3.9729 | 87.2102 | 87.113 | 0.41008 | 0.33902 | 3.2849 |  |  | 0.2892 | 2.2474
Textile, clothing and leather | 6.787 | 6.787 | 12.09 | 18.4167 | 18.4167 | 94.6728 | 173.6603 | 3 | Textile, clothing and leather | 2.2623 | 4.03 | 1.7813 | 92.6941 | 92.6941 | 0.30976 | 0.24828 | 1.4279 |  |  | 0 | 0
Paper and printing | 25 | 25 | 91.6 | 123.6667 | 123.6667 | 1517.9968 | 2329.743 | 2 | Paper and printing | 12.5 | 45.8 | 3.664 | 84.2667 | 84.2667 | 0.56469 | 0.52544 | 3.4097 |  |  | 0 | 0
Metal products, machinery, equipment | 10.647 | 10.647 | 12.539 | 52.3056 | 52.3056 | 260.0995 | 492.9577 | 8 | Metal products, machinery, equipment | 1.3309 | 1.5674 | 1.1777 | 90.9611 | 90.9611 | 0.56081 | 0.65769 | 1.3813 |  |  | 0 | 0
Other industrial branches | 12.14 | 12.14 | 38.55 | 31.2377 | 36.8889 | 861.14 | 1206.4527 | 4 | Other industrial branches | 3.035 | 9.6375 | 3.1755 | 82.3853 | 80.699 | 0.29374 | 0.70826 | 7.6576 |  |  | 0 | 5.6511
Transport | 0.922 | 0.922 | 1.2 | 1.8889 | 1.8889 | 9.0356 | 19.0224 | 1 | Transport | 0.922 | 1.2 | 1.3015 | 83.2475 | 83.2475 | 0.23387 | 0.23874 | 1.3288 |  |  | 0 | 0
Services, etc | 269.2889 | 270.7719 | 609.901 | 1295.6934 | 1318.5833 | 13495.8874 | 21923.9733 | 317 | Services, etc | 0.84949 | 1.924 | 2.2649 | 83.2093 | 82.8335 | 0.54926 | 0.70159 | 2.8933 |  |  | 1.483 | 22.8899
Other | [8 empty] | Other | [10 empty] | 0 | 0
TOTAL | 5398.5592 | 9144.7649 | 10604.9878 | 19290.7767 | 33072.1667 | 122661.1672 | 339326.1203 | 842 | TOTAL | 6.4116 | 12.595 | 1.9644 | 71.2356 | 56.6146 | 0.40791 | 0.36673 | 1.7663 |  |  | 3746.2057 | 13781.39
Type of fuel | Maximum capacity |  |  | Maximum production |  |  | Fuel | Number
| Electricity |  | Heat | Electricity |  | Heat | Input | of
| CHP | Gross | Net | ECHP | Gross | Net |  | units
| MW | MW | MW | GWh | GWh | MW | TJ(NVC) | n
Single-fuel fired units | 2322.0282 | 2940.9899 | 4337.3498 | 9012.8514 | 11602.8333 | 62540.978 | 134257.7707 | 793
Solid | 53.6 | 53.6 | 135.6 | 227.6667 | 227.6667 | 2126.762 | 3191.485 | 2
Liquid | 352.676 | 970.176 | 929.772 | 930.764 | 3484.4444 | 11200.1882 | 40523.7764 | 36
Gas | 1769.7874 | 1770.609 | 2861.9108 | 7053.4168 | 7069.2222 | 38432.357 | 74064.0202 | 612
Others | 145.9648 | 146.6049 | 410.067 | 801.004 | 821.5 | 10781.6708 | 16478.4892 | 143
Multi-fuel fired units | 3076.531 | 6203.775 | 6267.638 | 10277.9253 | 21469.3333 | 60120.1892 | 205068.3496 | 49
Solid & liquid | 1661.35 | 4205 | 3743 | 6382.1564 | 17342.7778 | 37149.25 | 158236.16 | 19
Liquid & gas | 1261.694 | 1722.988 | 2141.638 | 3364.2778 | 3464.3611 | 19674.7892 | 38439.3008 | 28
Solid & liquid & gas | 146.7 | 269 | 326 | 526.6022 | 657.3056 | 2792 | 7829.74 | 1
Others | 6.787 | 6.787 | 57 | 4.8889 | 4.8889 | 504.15 | 563.1488 | 1
TOTAL | 5398.5592 | 9144.7649 | 10604.9878 | 19290.7767 | 33072.1667 | 122661.1672 | 339326.1203 | 842
Germany | [7 empty] | 2002 | Germany | [7 empty] | 2002
1 : Completely CHP –units rdmt>= 75%) | Maximum capacity |  |  | Production |  |  | Fuel | Number | 1 : Completely CHP –units rdmt>= 75%) | Capacity ratios |  |  | Production ratios
| Electrical |  | Heat | Electricity |  | Heat | Input | of |  | Average |  | Heat to | Efficiency | Efficiency | Load factor |  | Heat to | Germany
Type of cycle | CHP | Gross | Net | ECHP | Gross | Net |  | units | Type of cycle | Electricity | Heat | Electricity | In/out (G) | In/out (N) | Electricity | Heat | Electricity | Auto CHP Heat production 2002 | 287.435
| MW | MW | MW | GWh | GWh | TJ | TJ(NVC) | n |  | MW | MW |  | % | % |  |  |  | Auto CHP ISI Heat 2002 | 7.404
Combined cycle | 2719 | 2719 | 4456 | 10594 | 10594 | 45564 | 96209.2151 | 49 | Combined cycle | 55.4898 | 90.9388 | 1.6388 | 87.0004 | 87.0004 | 0.44478 | 0.32421 | 1.1947 | Auto CHP Chemical Heat 2002 | 118.303 | 0 | 0
Steam : backpressure turbine | 19056 | 19056 | 34677 | 30868 | 30868 | 391653 | 652958.1818 | 579 | Steam : backpressure turbine | 32.9119 | 59.8912 | 1.8197 | 77 | 77 | 0.18492 | 0.3581 | 3.5244 | Auto CHP Paper Heat 2002 | 65.761 | 0 | 0
Steam: condensing turbine | [8 empty] | Steam: condensing turbine | #DIV/0! | #DIV/0! | #DIV/0! | #DIV/0! | #DIV/0! | #DIV/0! | #DIV/0! | #DIV/0! | Auto CHP Refineries Heat 2002 | 32.562 | 0 | 0
Gas turbine with heat recovery | 2066 | 2066 | 3858 | 7641 | 7641 | 56862 | 98103.8782 | 156 | Gas turbine with heat recovery | 13.2436 | 24.7308 | 1.8674 | 86.0003 | 86.0003 | 0.4222 | 0.46731 | 2.0671 | Auto CHP Others Heat 2002 | 63.405 | 0 | 0
Internal combustion engine | 729 | 729 | 1526 | 2463 | 2463 | 13824 | 28363.2993 | 622 | Internal combustion engine | 1.172 | 2.4534 | 2.0933 | 80.0006 | 80.0006 | 0.38569 | 0.28723 | 1.5591 |  |  | 0 | 0
Others | 1875 | 1875 | 4142 | 4663 | 4663 | 36844 | 64498.4257 | 13 | Others | [8 empty] | Auto CHP Total Consumption 2002 | 460.466 | 0 | 0
Sub-Total | 26445 | 26445 | 48659 | 56229 | 56229 | 544747 | 940133 | 1419 | TOTAL | 18.6364 | 34.2911 | 1.84 | 79.4751 | 79.4751 | 0.24272 | 0.35496 | 2.6911 | Auto CHP ISI Consumption 2002 | 10.464
2 : Units with a non-CHP component (rdmt < 75%) | Maximum capacity |  |  | Production |  |  | Fuel | Number | 2 : Units with a non-CHP component (rdmt < 75%) | Capacity ratios |  |  | Production ratios |  |  |  |  | Auto CHP Chemical consumption 2002 | 191.646
| Electrical |  | Heat | Electricity |  | Heat | Input | of |  | Average |  | Heat to | Efficiency | Efficiency | Load factor |  | Heat to | Auto CHP Paper conumption 2002 | 101.905
Type of cycle | CHP | Gross | Net | ECHP | Gross | Net |  | units | Type of cycle | Electricity | Heat | Electricity | In/out (G) | In/out (N) | Electricity | Heat | Electricity | Auto CHP Refineries consumption 2002 | 56.135
| MW | MW | MW | GWh | GWh | TJ | TJ(NVC) | n |  | MW | MW |  | % | % |  |  |  | Auto CHP Others consumption 2002 | 100.316
Combined cycle | [8 empty] | Combined cycle | #DIV/0! | #DIV/0! | #DIV/0! | #DIV/0! | #DIV/0! | #DIV/0! | #DIV/0! | #DIV/0! |  |  | 0 | 0
Steam : backpressure turbine | [8 empty] | Steam : backpressure turbine | #DIV/0! | #DIV/0! | #DIV/0! | #DIV/0! | #DIV/0! | #DIV/0! | #DIV/0! | #DIV/0! | Mining and agglomeration of solid fuels | 1.344 | 0 | 0
Steam: condensing turbine | [8 empty] | Steam: condensing turbine | #DIV/0! | #DIV/0! | #DIV/0! | #DIV/0! | #DIV/0! | #DIV/0! | #DIV/0! | #DIV/0! | Extraction of crude oil and nat. gas | 0.017 | 0 | 0
Gas turbine with heat recovery | [8 empty] | Gas turbine with heat recovery | #DIV/0! | #DIV/0! | #DIV/0! | #DIV/0! | #DIV/0! | #DIV/0! | #DIV/0! | #DIV/0! | Coke ovens | 0 | 0 | 0
Internal combustion engine | [8 empty] | Internal combustion engine | #DIV/0! | #DIV/0! | #DIV/0! | #DIV/0! | #DIV/0! | #DIV/0! | #DIV/0! | #DIV/0! | Refineries | 0.733 | 0 | 0
Others | [8 empty] | Others | [8 empty] | Extraction and processing of nuclear fuels | 0 | 0 | 0
Sub-Total | 0 | 0 | 0 | 0 | 0 | 0 | 0 | 0 | TOTAL | #DIV/0! | #DIV/0! | #DIV/0! | #DIV/0! | #DIV/0! | #DIV/0! | #DIV/0! | #DIV/0! | Iron and steel industry | 0.619 | 0 | 0
TOTAL (1+2) | 26445 | 26445 | 48659 | 56229 | 56229 | 544747 | 940133 | 1419 | TOTAL (1+2) | 18.6364 | 34.2911 | 1.84 | 79.4751 | 79.4751 | 0.24272 | 0.35496 | 2.6911 | Non-ferrous metals | 0.008 | 0 | 0
[18 empty] | Chemical industry | 8.758
Sector | Maximum capacity |  |  | Production |  |  | Fuel | Number | By sector | Capacity ratios |  |  | Production ratios |  |  |  |  | Non-metallic mineral products | 0.032
| Electrical |  | Heat | Electricity |  | Heat | Input | of |  | Average |  | Heat to | Efficiency | Efficiency | Load factor |  | Heat to | Extraction | 0.036
| CHP | Gross | Net | ECHP | Gross | Net |  | units |  | Electricity | Heat | Electricity | In/out (G) | In/out (N) | Electricity | Heat | Electricity | Food products, beverages and tobacco | 0.664
| MW | MW | MW | GWh | GWh | TJ | TJ(NVC) | n |  | MW | MW |  | % | % |  |  |  | Textile, clothing and leather | 0.039
Public supply | 12274 | 12274 | 27545 | 33292 | 33292 | 257309 | 479667 | 625 | Public supply | 19.6384 | 44.072 | 2.2442 | 78.6296 | 78.6296 | 0.30963 | 0.29618 | 2.1469 | Paper and printing | 1.406 | 0 | 0
0.53587 | [17 empty] | Metal products, machinery, equipment | 0.232 | 0 | 0
Autoproducers | 14171 | 14171 | 21114 | 22936 | 22936 | 287435 | 460466 | 794 | Autoproducers | 17.8476 | 26.5919 | 1.4899 | 80.3544 | 80.3544 | 0.18476 | 0.43163 | 3.4811 | Other industrial branches | 0.283 | 0 | 0
Mining and agglomeration of solid fuels | 1344 | 1344 | 409 | 1335 | 1335 | 16186 | 25549 | 20 | Mining and agglomeration of solid fuels | 67.2 | 20.45 | 0.30432 | 82.1637 | 82.1637 | 0.11339 | 1.2548 | 3.3679 | Transport | 0 | 0 | 0
Extraction of crude oil and nat. gas | 17 | 17 | 5 | 12 | 12 | 25 | 92 | 3 | Extraction of crude oil and nat. gas | 5.6667 | 1.6667 | 0.29412 | 74.1304 | 74.1304 | 0.08058 | 0.15853 | 0.5787 | Services, etc | 0 | 0 | 0
Coke ovens | 0 |  |  | 0 |  |  |  |  | Coke ovens | #DIV/0! | #DIV/0! | #DIV/0! | #DIV/0! | #DIV/0! | #DIV/0! | #DIV/0! | #DIV/0! | Other | 0 | 0 | 0
Refineries | 733 | 733 | 1836 | 3186 | 3186 | 32562 | 56135 | 44 | Refineries | 16.6591 | 41.7273 | 2.5048 | 78.4388 | 78.4388 | 0.49618 | 0.56232 | 2.839 |  |  | 0 | 0
Extraction and processing of nuclear fuels | 0 |  |  | 0 |  |  |  |  | Extraction and processing of nuclear fuels | #DIV/0! | #DIV/0! | #DIV/0! | #DIV/0! | #DIV/0! | #DIV/0! | #DIV/0! | #DIV/0! |  |  | 0 | 0
Iron and steel industry | 619 | 619 | 1931 | 302 | 302 | 7404 | 10464 | 20 | Iron and steel industry | 30.95 | 96.55 | 3.1195 | 81.1468 | 81.1468 | 0.055694 | 0.12157 | 6.8102 |  |  | 0 | 0
Non-ferrous metals | 8 | 8 | 33 | 10 | 10 | 80 | 155 | 6 | Non-ferrous metals | 1.3333 | 5.5 | 4.125 | 74.8387 | 74.8387 | 0.14269 | 0.076863 | 2.2222 |  |  | 0 | 0
Chemical industry | 8758 | 8758 | 7405 | 10411 | 10411 | 118303 | 191646 | 198 | Chemical industry | 44.2323 | 37.399 | 0.84551 | 81.2866 | 81.2866 | 0.1357 | 0.50654 | 3.1565 |  |  | 0 | 0
Non-metallic mineral products | 32 | 32 | 30 | 63 | 63 | 569 | 989 | 28 | Non-metallic mineral products | 1.1429 | 1.0714 | 0.9375 | 80.4651 | 80.4651 | 0.22474 | 0.60136 | 2.5088 |  |  | 0 | 0
Extraction | 36 | 36 | 44 | 64 | 64 | 781 | 1244 | 35 | Extraction | 1.0286 | 1.2571 | 1.2222 | 81.3023 | 81.3023 | 0.20294 | 0.56278 | 3.3898 |  |  | 0 | 0
Food products, beverages and tobacco | 664 | 664 | 2421 | 1665 | 1665 | 28411 | 42679 | 147 | Food products, beverages and tobacco | 4.517 | 16.4694 | 3.6461 | 80.6134 | 80.6134 | 0.28625 | 0.37208 | 4.7399 |  |  | 0 | 0
Textile, clothing and leather | 39 | 39 | 148 | 83 | 83 | 1462 | 2160 | 15 | Textile, clothing and leather | 2.6 | 9.8667 | 3.7949 | 81.5185 | 81.5185 | 0.24295 | 0.31321 | 4.8929 |  |  | 0 | 0
Paper and printing | 1406 | 1406 | 5502 | 4204 | 4204 | 65761 | 101905 | 144 | Paper and printing | 9.7639 | 38.2083 | 3.9132 | 79.3832 | 79.3832 | 0.34133 | 0.37896 | 4.3451 |  |  | 0 | 0
Metal products, machinery, equipment | 232 | 232 | 583 | 887 | 887 | 6706 | 13199 | 67 | Metal products, machinery, equipment | 3.4627 | 8.7015 | 2.5129 | 74.9996 | 74.9996 | 0.43645 | 0.3647 | 2.1001 |  |  | 0 | 0
Other industrial branches | 283 | 283 | 767 | 714 | 714 | 9185 | 14249 | 67 | Other industrial branches | 4.2239 | 11.4478 | 2.7102 | 82.4998 | 82.4998 | 0.28801 | 0.37969 | 3.5734 |  |  | 0 | 0
Transport | [8 empty] | Transport | #DIV/0! | #DIV/0! | #DIV/0! | #DIV/0! | #DIV/0! | #DIV/0! | #DIV/0! | #DIV/0! |  |  | 0 | 0
Services, etc | [8 empty] | Services, etc | #DIV/0! | #DIV/0! | #DIV/0! | #DIV/0! | #DIV/0! | #DIV/0! | #DIV/0! | #DIV/0! |  |  | 0 | 0
Other | [8 empty] | Other | [10 empty] | 0 | 0
TOTAL | 26445 | 26445 | 48659 | 56228 | 56228 | 544744 | 940133 | 1419 | TOTAL | 18.6364 | 34.2911 | 1.84 | 79.4744 | 79.4744 | 0.24272 | 0.35495 | 2.6911 |  |  | 0 | 0
Type of fuel | Maximum capacity |  |  | Maximum production |  |  | Fuel | Number
| Electricity |  | Heat | Electricity |  | Heat | Input | of
| CHP | Gross | Net | ECHP | Gross | Net |  | units
| MW | MW | MW | GWh | GWh | MW | TJ(NVC) | n
Single-fuel fired units | 11227 | 11227 | 15190 | na | na | na | na | 908
Solid | 8370 | 8370 | 8732 | 0 | 0 | 0 | 0 | 63
Liquid | 170 | 170 | 752 | 0 | 0 | 0 | 0 | 27
Gas | 2685 | 2685 | 5702 | 0 | 0 | 0 | 0 | 814
Others | 2 | 2 | 4 | 0 | 0 | 0 | 0 | 4
Multi-fuel fired units | 15218 | 15218 | 33469 | na | na | na | na | 511
Solid & liquid | 3931 | 3931 | 8201 | 0 | 0 | 0 | 0 | 41
Liquid & gas | 2507 | 2507 | 4599 | 0 | 0 | 0 | 0 | 121
Solid & liquid & gas | 3284 | 3284 | 6947 | 0 | 0 | 0 | 0 | 78
Others | 5496 | 5496 | 13722 | 0 | 0 | 0 | 0 | 271
TOTAL | 26445 | 26445 | 48659 | 56228 | 56228 | 544744 | 940133 | 1419
Greece | [7 empty] | 2002 | Greece | [7 empty] | 2002
1 : Completely CHP –units rdmt>= 75%) | Maximum capacity |  |  | Production |  |  | Fuel | Number | 1 : Completely CHP –units rdmt>= 75%) | Capacity ratios |  |  | Production ratios
| Electrical |  | Heat | Electricity |  | Heat | Input | of |  | Average |  | Heat to | Efficiency | Efficiency | Load factor |  | Heat to | Greece
Type of cycle | CHP | Gross | Net | ECHP | Gross | Net |  | units | Type of cycle | Electricity | Heat | Electricity | In/out (G) | In/out (N) | Electricity | Heat | Electricity | Auto CHP Heat production 2002 | 9.423
| MW | MW | MW | GWh | GWh | TJ | TJ(NVC) | n |  | MW | MW |  | % | % |  |  |  | Auto CHP ISI Heat 2002 | 0
Combined cycle | [8 empty] | Combined cycle | #DIV/0! | #DIV/0! | #DIV/0! | #DIV/0! | #DIV/0! | #DIV/0! | #DIV/0! | #DIV/0! | Auto CHP Chemical Heat 2002 | 2.271 | 0 | 0
Steam : backpressure turbine | 54.38 | 54.38 | 271.1858 | 77.4268 | 77.4268 | 2966.938 | 4090.7772 | 11 | Steam : backpressure turbine | 4.9436 | 24.6533 | 4.9869 | 79.3413 | 79.3413 | 0.16254 | 0.34688 | 10.6442 | Auto CHP Paper Heat 2002 | 0 | 0 | 0
Steam: condensing turbine | [8 empty] | Steam: condensing turbine | #DIV/0! | #DIV/0! | #DIV/0! | #DIV/0! | #DIV/0! | #DIV/0! | #DIV/0! | #DIV/0! | Auto CHP Refineries Heat 2002 | 3.74 | 0 | 0
Gas turbine with heat recovery | 73.629 | 73.629 | 259.1444 | 427.2574 | 427.2574 | 2835.1982 | 5410.0508 | 11 | Gas turbine with heat recovery | 6.6935 | 23.5586 | 3.5196 | 80.837 | 80.837 | 0.66242 | 0.34688 | 1.8433 | Auto CHP Others Heat 2002 | 3.412 | 0 | 0
Internal combustion engine | [8 empty] | Internal combustion engine | #DIV/0! | #DIV/0! | #DIV/0! | #DIV/0! | #DIV/0! | #DIV/0! | #DIV/0! | #DIV/0! |  |  | 0 | 0
Others | [8 empty] | Others | [8 empty] | Auto CHP Total Consumption 2002 | 18.4628 | 0 | 0
Sub-Total | 128.009 | 128.009 | 530.3302 | 504.6842 | 504.6842 | 5802.1362 | 9500.828 | 22 | TOTAL | 5.8186 | 24.1059 | 4.1429 | 80.193 | 80.193 | 0.45006 | 0.34688 | 3.1935 | Auto CHP ISI Consumption 2002 | 0
2 : Units with a non-CHP component (rdmt < 75%) | Maximum capacity |  |  | Production |  |  | Fuel | Number | 2 : Units with a non-CHP component (rdmt < 75%) | Capacity ratios |  |  | Production ratios |  |  |  |  | Auto CHP Chemical consumption 2002 | 3.5644
| Electrical |  | Heat | Electricity |  | Heat | Input | of |  | Average |  | Heat to | Efficiency | Efficiency | Load factor |  | Heat to | Auto CHP Paper conumption 2002 | 0
Type of cycle | CHP | Gross | Net | ECHP | Gross | Net |  | units | Type of cycle | Electricity | Heat | Electricity | In/out (G) | In/out (N) | Electricity | Heat | Electricity | Auto CHP Refineries consumption 2002 | 8.5884
| MW | MW | MW | GWh | GWh | TJ | TJ(NVC) | n |  | MW | MW |  | % | % |  |  |  | Auto CHP Others consumption 2002 | 6.31
Combined cycle | [8 empty] | Combined cycle | #DIV/0! | #DIV/0! | #DIV/0! | #DIV/0! | #DIV/0! | #DIV/0! | #DIV/0! | #DIV/0! |  |  | 0 | 0
Steam : backpressure turbine | 46.418 | 46.418 | 205.5026 | 152.9873 | 153 | 2248.3237 | 4682.8388 | 9 | Steam : backpressure turbine | 5.1576 | 22.8336 | 4.4272 | 59.7741 | 59.7731 | 0.37624 | 0.34688 | 4.0823 | Mining and agglomeration of solid fuels | 0 | 0 | 0.01268
Steam: condensing turbine | [8 empty] | Steam: condensing turbine | #DIV/0! | #DIV/0! | #DIV/0! | #DIV/0! | #DIV/0! | #DIV/0! | #DIV/0! | #DIV/0! | Extraction of crude oil and nat. gas | 0 | 0 | 0
Gas turbine with heat recovery | 59.86 | 60 | 125.4672 | 398.966 | 399 | 1372.6872 | 4278.9226 | 8 | Gas turbine with heat recovery | 7.4825 | 15.6834 | 2.096 | 65.6494 | 65.6465 | 0.76084 | 0.34688 | 0.95573 | Coke ovens | 0 | 0.14 | 0.03402
Internal combustion engine | [8 empty] | Internal combustion engine | #DIV/0! | #DIV/0! | #DIV/0! | #DIV/0! | #DIV/0! | #DIV/0! | #DIV/0! | #DIV/0! | Refineries | 0.1156 | 0 | 0
Others | [8 empty] | Others | [8 empty] | Extraction and processing of nuclear fuels | 0 | 0 | 0
Sub-Total | 106.278 | 106.418 | 330.9698 | 551.9533 | 552 | 3621.0109 | 8961.7614 | 17 | TOTAL | 6.2516 | 19.4688 | 3.1142 | 62.5793 | 62.5775 | 0.59286 | 0.34688 | 1.8223 | Iron and steel industry | 0 | 0.14 | 0.0467
TOTAL (1+2) | 234.287 | 234.427 | 861.3 | 1056.6375 | 1056.6842 | 9423.147 | 18462.5894 | 39 | TOTAL (1+2) | 6.0074 | 22.0846 | 3.6763 | 71.6433 | 71.6424 | 0.51484 | 0.34688 | 2.4772 | Non-ferrous metals | 0.01427 | 0.14 | 0.0467
All the units in the table B1-2 are considered as completely CHP units, although the efficiency is bellow 85% | [17 empty] | Chemical industry | 0.03029
Sector | Maximum capacity |  |  | Production |  |  | Fuel | Number | By sector | Capacity ratios |  |  | Production ratios |  |  |  |  | Non-metallic mineral products | 0.0011
| Electrical |  | Heat | Electricity |  | Heat | Input | of |  | Average |  | Heat to | Efficiency | Efficiency | Load factor |  | Heat to | Extraction | 0
| CHP | Gross | Net | ECHP | Gross | Net |  | units |  | Electricity | Heat | Electricity | In/out (G) | In/out (N) | Electricity | Heat | Electricity | Food products, beverages and tobacco | 0.0538
| MW | MW | MW | GWh | GWh | TJ | TJ(NVC) | n |  | MW | MW |  | % | % |  |  |  | Textile, clothing and leather | 0.012
Public supply | [8 empty] | Public supply | #DIV/0! | #DIV/0! | #DIV/0! | #DIV/0! | #DIV/0! | #DIV/0! | #DIV/0! | #DIV/0! | Paper and printing | 0 | 0 | 0
[18 empty] | Metal products, machinery, equipment | 0 | 0 | 0
Autoproducers | 234.2 | 234.2 | 861.3 | 1057.5 | 1057.5 | 9423 | 18462.8 | 39 | Autoproducers | 6.0051 | 22.0846 | 3.6776 | 71.6576 | 71.6576 | 0.51545 | 0.34688 | 2.4752 | Other industrial branches | 0 | 0 | 0
Mining and agglomeration of solid fuels | [8 empty] | Mining and agglomeration of solid fuels | #DIV/0! | #DIV/0! | #DIV/0! | #DIV/0! | #DIV/0! | #DIV/0! | #DIV/0! | #DIV/0! | Transport | 0 | 0 | 0
Extraction of crude oil and nat. gas | [8 empty] | Extraction of crude oil and nat. gas | #DIV/0! | #DIV/0! | #DIV/0! | #DIV/0! | #DIV/0! | #DIV/0! | #DIV/0! | #DIV/0! | Services, etc | 0 | 0 | 0
Coke ovens | [8 empty] | Coke ovens | #DIV/0! | #DIV/0! | #DIV/0! | #DIV/0! | #DIV/0! | #DIV/0! | #DIV/0! | #DIV/0! | Other | 0.00714 | 0 | 0
Refineries | 115.6 | 115.6 | 236 | 749 | 749 | 3740 | 8588.4 | 8 | Refineries | 14.45 | 29.5 | 2.0415 | 74.9429 | 74.9429 | 0.73964 | 0.50246 | 1.387 |  |  | 0 | 0
Extraction and processing of nuclear fuels | [8 empty] | Extraction and processing of nuclear fuels | #DIV/0! | #DIV/0! | #DIV/0! | #DIV/0! | #DIV/0! | #DIV/0! | #DIV/0! | #DIV/0! |  |  | 0 | 0
Iron and steel industry | [8 empty] | Iron and steel industry | #DIV/0! | #DIV/0! | #DIV/0! | #DIV/0! | #DIV/0! | #DIV/0! | #DIV/0! | #DIV/0! |  |  | 0 | 0
Non-ferrous metals | 14.27 | 14.27 | 85 | 54 | 54 | 840 | 1653 | 4 | Non-ferrous metals | 3.5675 | 21.25 | 5.9566 | 62.5771 | 62.5771 | 0.43198 | 0.31333 | 4.321 |  |  | 0 | 0
Chemical industry | 30.29 | 30.29 | 94 | 105 | 105 | 2271 | 3564.4 | 7 | Chemical industry | 4.3271 | 13.4286 | 3.1033 | 74.3183 | 74.3183 | 0.39572 | 0.76601 | 6.0079 |  |  | 0 | 0
Non-metallic mineral products | 1.1 | 1.1 | 4.3 | 6 | 6 | 60 | 99 | 1 | Non-metallic mineral products | 1.1 | 4.3 | 3.9091 | 82.4242 | 82.4242 | 0.62267 | 0.44241 | 2.7778 |  |  | 0 | 0
Extraction | [8 empty] | Extraction | #DIV/0! | #DIV/0! | #DIV/0! | #DIV/0! | #DIV/0! | #DIV/0! | #DIV/0! | #DIV/0! |  |  | 0 | 0
Food products, beverages and tobacco | 53.8 | 53.8 | 342 | 96 | 96 | 2315 | 3997 | 11 | Food products, beverages and tobacco | 4.8909 | 31.0909 | 6.3569 | 66.5649 | 66.5649 | 0.2037 | 0.21462 | 6.6985 |  |  | 0 | 0
Textile, clothing and leather | 12 | 12 | 73 | 15.3 | 15.3 | 114 | 209 | 5 | Textile, clothing and leather | 2.4 | 14.6 | 6.0833 | 80.8995 | 80.8995 | 0.14555 | 0.049514 | 2.0697 |  |  | 0 | 0
Paper and printing | [8 empty] | Paper and printing | #DIV/0! | #DIV/0! | #DIV/0! | #DIV/0! | #DIV/0! | #DIV/0! | #DIV/0! | #DIV/0! |  |  | 0 | 0
Metal products, machinery, equipment | [8 empty] | Metal products, machinery, equipment | #DIV/0! | #DIV/0! | #DIV/0! | #DIV/0! | #DIV/0! | #DIV/0! | #DIV/0! | #DIV/0! |  |  | 0 | 0
Other industrial branches | [8 empty] | Other industrial branches | #DIV/0! | #DIV/0! | #DIV/0! | #DIV/0! | #DIV/0! | #DIV/0! | #DIV/0! | #DIV/0! |  |  | 0 | 0
Transport | [8 empty] | Transport | #DIV/0! | #DIV/0! | #DIV/0! | #DIV/0! | #DIV/0! | #DIV/0! | #DIV/0! | #DIV/0! |  |  | 0 | 0
Services, etc | [8 empty] | Services, etc | #DIV/0! | #DIV/0! | #DIV/0! | #DIV/0! | #DIV/0! | #DIV/0! | #DIV/0! | #DIV/0! |  |  | 0 | 0
Other | 7.14 | 7.14 | 27 | 32.2 | 32.2 | 83 | 352 | 3 | Other | [10 empty] | 0 | 0
TOTAL | 234.2 | 234.2 | 861.3 | 1057.5 | 1057.5 | 9423 | 18462.8 | 39 | TOTAL | 6.0051 | 22.0846 | 3.6776 | 71.6576 | 71.6576 | 0.51545 | 0.34688 | 2.4752 |  |  | 0 | 0
Type of fuel | Maximum capacity |  |  | Maximum production |  |  | Fuel | Number
| Electricity |  | Heat | Electricity |  | Heat | Input | of
| CHP | Gross | Net | ECHP | Gross | Net |  | units
| MW | MW | MW | GWh | GWh | MW | TJ(NVC) | n
Single-fuel fired units | 234.287 | 234.287 | 861.3 | 1056.6375 | 1056.6375 | 9423.147 | 18462.5894 | 39
Solid
Liquid | 45.51 | 45.51 | 127.7877 | 84.0111 | 84.0111 | 1398.0757 | 3074.7584 | 9
Gas | 151.349 | 151.349 | 518.3277 | 835.9734 | 835.9734 | 5670.821 | 11471.391 | 20
Others | 37.428 | 37.428 | 215.1846 | 136.653 | 136.653 | 2354.2504 | 3916.44 | 10
Multi-fuel fired units
Solid & liquid
Liquid & gas
Solid & liquid & gas
Others
TOTAL | 234.287 | 234.287 | 861.3 | 1056.6375 | 1056.6375 | 9423.147 | 18462.5894 | 39
Spain | [7 empty] | 2002 | Spain | [7 empty] | 2002
1 : Completely CHP –units rdmt>= 75%) | Maximum capacity |  |  | Production |  |  | Fuel | Number | 1 : Completely CHP –units rdmt>= 75%) | Capacity ratios |  |  | Production ratios
| Electrical |  | Heat | Electricity |  | Heat | Input | of |  | Average |  | Heat to | Efficiency | Efficiency | Load factor |  | Heat to | Spain
Type of cycle | CHP | Gross | Net | ECHP | Gross | Net |  | units | Type of cycle | Electricity | Heat | Electricity | In/out (G) | In/out (N) | Electricity | Heat | Electricity | Auto CHP Heat production 2002 | 160.2062
| MW | MW | MW | GWh | GWh | TJ | TJ(NVC) | n |  | MW | MW |  | % | % |  |  |  | Auto CHP ISI Heat 2002 | 1.3789
Combined cycle | 29.5 | 29.5 | 33.7904 | 215.591 | 215.591 | 1599.4706 | 2638.647 | 2 | Combined cycle | 14.75 | 16.8952 | 1.1454 | 90.0309 | 90.0309 | 0.83427 | 1.5008 | 2.0608 | Auto CHP Chemical Heat 2002 | 26.3376 | 0 | 0
Steam : backpressure turbine | 551.692 | 551.692 | 4671.1438 | 2385.196 | 2385.196 | 34044.713 | 54049.2228 | 30 | Steam : backpressure turbine | 18.3897 | 155.7048 | 8.4669 | 78.8752 | 78.8752 | 0.49354 | 0.23108 | 3.9648 | Auto CHP Paper Heat 2002 | 47.0474 | 0 | 0
Steam: condensing turbine | [8 empty] | Steam: condensing turbine | #DIV/0! | #DIV/0! | #DIV/0! | #DIV/0! | #DIV/0! | #DIV/0! | #DIV/0! | #DIV/0! | Auto CHP Refineries Heat 2002 | 18.9175 | 0 | 0
Gas turbine with heat recovery | 375.583 | 375.583 | 1071.7754 | 2403.193 | 2403.193 | 17213.643 | 32249.7772 | 34 | Gas turbine with heat recovery | 11.0466 | 31.5228 | 2.8536 | 80.2025 | 80.2025 | 0.73043 | 0.50923 | 1.9897 | Auto CHP Others Heat 2002 | 66.5249 | 0 | 0
Internal combustion engine | 150.221 | 150.221 | 188.3151 | 644.363 | 644.363 | 3631.2619 | 7544.7392 | 39 | Internal combustion engine | 3.8518 | 4.8286 | 1.2536 | 78.8757 | 78.8757 | 0.48966 | 0.61139 | 1.5654 |  |  | 0 | 0
Others | [8 empty] | Others | [8 empty] | Auto CHP Total Consumption 2002 | 352.0469 | 0 | 0
Sub-Total | 1106.996 | 1106.996 | 5965.0246 | 5648.343 | 5648.343 | 56489.0885 | 96482.3862 | 105 | TOTAL | 10.5428 | 56.8098 | 5.3885 | 79.624 | 79.624 | 0.58247 | 0.30026 | 2.7781 | Auto CHP ISI Consumption 2002 | 2.9713
2 : Units with a non-CHP component (rdmt < 75%) | Maximum capacity |  |  | Production |  |  | Fuel | Number | 2 : Units with a non-CHP component (rdmt < 75%) | Capacity ratios |  |  | Production ratios |  |  |  |  | Auto CHP Chemical consumption 2002 | 56.2554
| Electrical |  | Heat | Electricity |  | Heat | Input | of |  | Average |  | Heat to | Efficiency | Efficiency | Load factor |  | Heat to | Auto CHP Paper conumption 2002 | 85.0492
Type of cycle | CHP | Gross | Net | ECHP | Gross | Net |  | units | Type of cycle | Electricity | Heat | Electricity | In/out (G) | In/out (N) | Electricity | Heat | Electricity | Auto CHP Refineries consumption 2002 | 44.5282
| MW | MW | MW | GWh | GWh | TJ | TJ(NVC) | n |  | MW | MW |  | % | % |  |  |  | Auto CHP Others consumption 2002 | 163.2429
Combined cycle* | 738.5511 | 1028.238 | 2830.1511 | 5438.3901 | 6321.682 | 37207.7985 | 81553.8456 | 43 | Combined cycle | 17.1756 | 65.8175 | 3.832 | 73.5292 | 69.6301 | 0.84059 | 0.41684 | 1.9005 |  |  | 289.6869 | 883.2919
Steam : backpressure turbine | 120.3263 | 265.821 | 603.732 | 568.8691 | 1601.961 | 9230.0392 | 20539.3435 | 12 | Steam : backpressure turbine | 10.0272 | 50.311 | 5.0175 | 73.0164 | 54.9091 | 0.53969 | 0.48473 | 4.507 | Mining and agglomeration of solid fuels | 0.0031314 | 145.4947 | 1033.0919
Steam: condensing turbine | 126.7585 | 203.761 | 422.5283 | 656.2165 | 1282.984 | 7875.9528 | 16712.5283 | 7 | Steam: condensing turbine | 18.1084 | 60.3612 | 3.3333 | 74.7624 | 61.2614 | 0.59097 | 0.591 | 3.3339 | Extraction of crude oil and nat. gas | 0 | 77.0025 | 626.7675
Gas turbine with heat recovery | 344.2285 | 712.841 | 893.7615 | 2379.4264 | 4115.267 | 21424.6343 | 50220.5187 | 64 | Gas turbine with heat recovery | 5.3786 | 13.965 | 2.5964 | 72.1609 | 59.7178 | 0.78908 | 0.76004 | 2.5011 | Coke ovens | 0.0064765 | 368.6125 | 1735.8406
Internal combustion engine | 886.8591 | 2092.422 | 1616.1842 | 4624.3923 | 8607.384 | 27978.7013 | 86538.32 | 445 | Internal combustion engine | 1.9929 | 3.6319 | 1.8224 | 68.1378 | 51.5685 | 0.59525 | 0.54888 | 1.6806 | Refineries | 0.4963 | 1205.5629 | 3982.9917
Others | [8 empty] | Others | [8 empty] | Extraction and processing of nuclear fuels | 0 | 0 | 0
Sub-Total | 2216.7235 | 4303.083 | 6366.3571 | 13667.2944 | 21929.278 | 103717.1262 | 255564.5561 | 571 | TOTAL | 3.8822 | 11.1495 | 2.872 | 71.4741 | 59.8359 | 0.70383 | 0.51654 | 2.108 | Iron and steel industry | 0.049406 | 2086.3595 | 8261.9836
TOTAL (1+2) | 3323.7195 | 5410.079 | 12331.3817 | 19315.6374 | 27577.621 | 160206.2147 | 352046.9423 | 676 | TOTAL (1+2) | 4.9167 | 18.2417 | 3.7101 | 73.7077 | 65.2591 | 0.66341 | 0.41192 | 2.3039 | Non-ferrous metals | 0.01714 | 2086.3595 | 8261.9836
* CHP capacity and electricity generation have been downscaled to get a physical meaning of the figures | [17 empty] | Chemical industry | 0.46638
Sector | Maximum capacity |  |  | Production |  |  | Fuel | Number | By sector | Capacity ratios |  |  | Production ratios |  |  |  |  | Non-metallic mineral products | 0.2926
| Electrical |  | Heat | Electricity |  | Heat | Input | of |  | Average |  | Heat to | Efficiency | Efficiency | Load factor |  | Heat to | Extraction | 0.057424
| CHP | Gross | Net | ECHP | Gross | Net |  | units |  | Electricity | Heat | Electricity | In/out (G) | In/out (N) | Electricity | Heat | Electricity | Food products, beverages and tobacco | 0.47079
| MW | MW | MW | GWh | GWh | TJ | TJ(NVC) | n |  | MW | MW |  | % | % |  |  |  | Textile, clothing and leather | 0.28569
Public supply | 0 | 0 | 0 | 0 | 0 | 0 | 0 | 0 | Public supply | #DIV/0! | #DIV/0! | #DIV/0! | #DIV/0! | #DIV/0! | #DIV/0! | #DIV/0! | #DIV/0! | Paper and printing | 0.54589 | 0 | 0
[18 empty] | Metal products, machinery, equipment | 0.087244 | 0 | 0
Autoproducers | 3323.7195 | 5410.079 | 12331.3817 | 19315.6374 | 27577.621 | 160206.2147 | 352046.9423 | 676 | Autoproducers | 4.9167 | 18.2417 | 3.7101 | 73.7077 | 65.2591 | 0.66341 | 0.41192 | 2.3039 | Other industrial branches | 0.28337 | 2086.3595 | 8261.9836
Mining and agglomeration of solid fuels | 3.1314 | 4 | 11.3752 | 16.0548 | 16.716 | 267.6161 | 407.1244 | 2 | Mining and agglomeration of solid fuels | 1.5657 | 5.6876 | 3.6326 | 80.5144 | 79.9297 | 0.58528 | 0.74593 | 4.6303 | Transport | 0.00066492 | 0.86861 | 0.66123
Extraction of crude oil and nat. gas | [8 empty] | Extraction of crude oil and nat. gas | #DIV/0! | #DIV/0! | #DIV/0! | #DIV/0! | #DIV/0! | #DIV/0! | #DIV/0! | #DIV/0! | Services, etc | 0.21356 | 0 | 0
Coke ovens | 6.4765 | 6.528 | 10.7941 | 34.1863 | 40.774 | 205.1532 | 558.0335 | 1 | Coke ovens | 6.4765 | 10.7941 | 1.6667 | 63.0678 | 58.818 | 0.60257 | 0.60261 | 1.667 | Other | 0.047647 | 0.051545 | 6.5877
Refineries | 496.3043 | 585.035 | 2071.6461 | 3107.0438 | 4038.724 | 18917.5031 | 44528.244 | 12 | Refineries | 41.3587 | 172.6372 | 4.1741 | 75.1364 | 67.604 | 0.71465 | 0.28953 | 1.6913 |  |  | 88.7307 | 931.6802
Extraction and processing of nuclear fuels | [8 empty] | Extraction and processing of nuclear fuels | #DIV/0! | #DIV/0! | #DIV/0! | #DIV/0! | #DIV/0! | #DIV/0! | #DIV/0! | #DIV/0! |  |  | 0 | 0
Iron and steel industry | 49.4058 | 62.562 | 798.7409 | 227.7249 | 242.542 | 1378.8556 | 2971.2758 | 6 | Iron and steel industry | 8.2343 | 133.1235 | 16.1669 | 75.7926 | 73.9973 | 0.52617 | 0.054734 | 1.6819 |  |  | 13.1562 | 14.8171
Non-ferrous metals | 17.1397 | 26.426 | 78.0141 | 99.7559 | 133.122 | 1035.0607 | 2017.1157 | 6 | Non-ferrous metals | 2.8566 | 13.0023 | 4.5517 | 75.0725 | 69.1176 | 0.6644 | 0.42067 | 2.8822 |  |  | 9.2863 | 33.3661
Chemical industry | 466.3759 | 823.48 | 1599.6666 | 2843.1076 | 4273.191 | 26337.5636 | 56255.3572 | 55 | Chemical industry | 8.4796 | 29.0848 | 3.43 | 74.1637 | 65.012 | 0.69591 | 0.52202 | 2.5732 |  |  | 357.1041 | 1430.0834
Non-metallic mineral products | 292.6019 | 518.614 | 526.9955 | 1784.87 | 2496.867 | 13223.2584 | 30491.7459 | 141 | Non-metallic mineral products | 2.0752 | 3.7376 | 1.8011 | 72.8459 | 64.4397 | 0.69635 | 0.79556 | 2.0579 |  |  | 226.0121 | 711.997
Extraction | 57.4244 | 82.92 | 78.9386 | 468.467 | 530.538 | 2716.5214 | 6413.4374 | 7 | Extraction | 8.2035 | 11.2769 | 1.3747 | 72.137 | 68.6528 | 0.93128 | 1.0911 | 1.6108 |  |  | 25.4956 | 62.071
Food products, beverages and tobacco | 470.791 | 944.663 | 1435.2255 | 2090.5501 | 3829.745 | 18080.3441 | 44475.0325 | 122 | Food products, beverages and tobacco | 3.8589 | 11.7641 | 3.0485 | 71.6524 | 57.5746 | 0.50691 | 0.39942 | 2.4024 |  |  | 473.872 | 1739.1949
Textile, clothing and leather | 285.6904 | 440.049 | 897.057 | 1521.7261 | 2026.325 | 10987.4779 | 25400.1291 | 60 | Textile, clothing and leather | 4.7615 | 14.951 | 3.14 | 71.977 | 64.8252 | 0.60805 | 0.38835 | 2.0057 |  |  | 154.3586 | 504.5989
Paper and printing | 545.8919 | 799.252 | 3829.858 | 3817.8242 | 4906.412 | 47047.4107 | 85049.1555 | 74 | Paper and printing | 7.3769 | 51.7548 | 7.0158 | 76.086 | 71.4782 | 0.79837 | 0.38949 | 3.4231 |  |  | 253.3601 | 1088.5878
Metal products, machinery, equipment | 87.2441 | 137.678 | 126.8984 | 483.8443 | 615.85 | 2615.5526 | 6820.1532 | 18 | Metal products, machinery, equipment | 4.8469 | 7.0499 | 1.4545 | 70.8578 | 63.8899 | 0.63309 | 0.65351 | 1.5016 |  |  | 50.4339 | 132.0057
Other industrial branches | 283.3667 | 536.921 | 406.5465 | 1631.3528 | 2549.07 | 9376.6526 | 25711.3146 | 73 | Other industrial branches | 3.8817 | 5.5691 | 1.4347 | 72.1601 | 59.3106 | 0.6572 | 0.73128 | 1.5966 |  |  | 253.5543 | 917.7172
Transport | 0.66492 | 1.272 | 1.1082 | 3.4912 | 5.292 | 20.9507 | 57.1917 | 1 | Transport | 0.66492 | 1.1082 | 1.6667 | 69.9436 | 58.6082 | 0.59937 | 0.59941 | 1.667 |  |  | 0.60708 | 1.8008
Services, etc | 213.5639 | 334.731 | 374.7824 | 952.3164 | 1463.177 | 6575.3861 | 16775.6072 | 80 | Services, etc | 2.6695 | 4.6848 | 1.7549 | 70.5955 | 59.6326 | 0.50904 | 0.55627 | 1.918 |  |  | 121.1671 | 510.8606
Other | 47.6466 | 105.948 | 83.7346 | 233.322 | 409.276 | 1420.9078 | 4116.0247 | 18 | Other | [10 empty] | 58.3014 | 175.954
TOTAL | 3323.7195 | 5410.079 | 12331.3817 | 19315.6374 | 27577.621 | 160206.2147 | 352046.9423 | 676 | TOTAL | 4.9167 | 18.2417 | 3.7101 | 73.7077 | 65.2591 | 0.66341 | 0.41192 | 2.3039 |  |  | 2086.3595 | 8261.9836
Type of fuel | Maximum capacity |  |  | Maximum production |  |  | Fuel | Number
| Electricity |  | Heat | Electricity |  | Heat | Input | of
| CHP | Gross | Net | ECHP | Gross | Net |  | units
| MW | MW | MW | GWh | GWh | MW | TJ(NVC) | n
Single-fuel fired units | 2455.4178 | 4447.193 | 5166.4724 | 14925.3654 | 22045.005 | 107706.3092 | 258162.668 | 643
Solid | 3.293 | 13.848 | 9.8671 | 33.5119 | 92.946 | 380.9988 | 1011.0888 | 4
Liquid | 447.0587 | 1088.225 | 1314.5329 | 2012.9821 | 4278.382 | 16964.8006 | 46008.4949 | 166
Gas | 2005.0661 | 3345.12 | 3842.0724 | 12878.8714 | 17673.677 | 90360.5099 | 211143.0844 | 473
Others
Multi-fuel fired units | 868.3017 | 962.886 | 7164.9093 | 4390.2719 | 5532.616 | 52499.9055 | 93884.2743 | 33
Solid & liquid | 115.4498 | 118.689 | 1526.7632 | 438.0102 | 468.177 | 4704.2299 | 9105.6136 | 5
Liquid & gas | 702.2115 | 793.505 | 5012.9823 | 3620.9474 | 4726.537 | 42465.5862 | 75981.8253 | 26
Solid & liquid & gas | 44.164 | 44.164 | 614.3697 | 297.128 | 297.128 | 5124.9363 | 8238.8019 | 1
Others | 6.4765 | 6.528 | 10.7941 | 34.1863 | 40.774 | 205.1532 | 558.0335 | 1
TOTAL | 3323.7195 | 5410.079 | 12331.3817 | 19315.6374 | 27577.621 | 160206.2147 | 352046.9423 | 676
France | [7 empty] | 2002 | France | [7 empty] | 2002
1 : Completely CHP –units rdmt>= 75%) | Maximum capacity |  |  | Production |  |  | Fuel | Number | 1 : Completely CHP –units rdmt>= 75%) | Capacity ratios |  |  | Production ratios
| Electrical |  | Heat | Electricity |  | Heat | Input | of |  | Average |  | Heat to | Efficiency | Efficiency | Load factor |  | Heat to | France
Type of cycle | CHP | Gross | Net | ECHP | Gross | Net |  | units | Type of cycle | Electricity | Heat | Electricity | In/out (G) | In/out (N) | Electricity | Heat | Electricity | Auto CHP Heat production 2002 | 182.5567
| MW | MW | MW | GWh | GWh | TJ | TJ(NVC) | n |  | MW | MW |  | % | % |  |  |  | Auto CHP ISI Heat 2002 | 0.49002
Combined cycle | [8 empty] | Combined cycle | #DIV/0! | #DIV/0! | #DIV/0! | #DIV/0! | #DIV/0! | #DIV/0! | #DIV/0! | #DIV/0! | Auto CHP Chemical Heat 2002 | 32.9268 | 0 | 0
Steam : backpressure turbine | 1727.821 | 1727.821 | 14142.296 | 5717.406 | 5717.406 | 149551.6824 | 199639.746 | 253 | Steam : backpressure turbine | 6.8293 | 55.8984 | 8.185 | 85.2207 | 85.2207 | 0.37774 | 0.33529 | 7.2659 | Auto CHP Paper Heat 2002 | 53.3367 | 0 | 0
Steam: condensing turbine | 120.675 | 120.675 | 614.876 | 403.99 | 403.99 | 9226.854 | 12312.5436 | 8 | Steam: condensing turbine | 15.0844 | 76.8595 | 5.0953 | 86.7507 | 86.7507 | 0.38216 | 0.47578 | 6.3443 | Auto CHP Refineries Heat 2002 | 48.8446 | 0 | 0
Gas turbine with heat recovery | 2028.412 | 2028.412 | 3010.717 | 8337.996 | 8337.996 | 42605.298 | 88788.1248 | 122 | Gas turbine with heat recovery | 16.6263 | 24.678 | 1.4843 | 81.7926 | 81.7926 | 0.46925 | 0.44868 | 1.4194 | Auto CHP Others Heat 2002 | 46.9586 | 0 | 0
Internal combustion engine | 655.716 | 655.716 | 759.842 | 2025.192 | 2025.192 | 8289.6624 | 19192.14 | 434 | Internal combustion engine | 1.5109 | 1.7508 | 1.1588 | 81.1809 | 81.1809 | 0.35257 | 0.34591 | 1.137 |  |  | 0 | 0
Others | [8 empty] | Others | [8 empty] | Auto CHP Total Consumption 2002 | 279.6175 | 0 | 0
Sub-Total | 4532.624 | 4532.624 | 18527.731 | 16484.584 | 16484.584 | 209673.4968 | 319932.5544 | 817 | TOTAL | 5.5479 | 22.6778 | 4.0876 | 84.0858 | 84.0858 | 0.41517 | 0.35881 | 3.5332 | Auto CHP ISI Consumption 2002 | 0.65368
2 : Units with a non-CHP component (rdmt < 75%) | Maximum capacity |  |  | Production |  |  | Fuel | Number | 2 : Units with a non-CHP component (rdmt < 75%) | Capacity ratios |  |  | Production ratios |  |  |  |  | Auto CHP Chemical consumption 2002 | 49.4505
| Electrical |  | Heat | Electricity |  | Heat | Input | of |  | Average |  | Heat to | Efficiency | Efficiency | Load factor |  | Heat to | Auto CHP Paper conumption 2002 | 81.777
Type of cycle | CHP | Gross | Net | ECHP | Gross | Net |  | units | Type of cycle | Electricity | Heat | Electricity | In/out (G) | In/out (N) | Electricity | Heat | Electricity | Auto CHP Refineries consumption 2002 | 68.5851
| MW | MW | MW | GWh | GWh | TJ | TJ(NVC) | n |  | MW | MW |  | % | % |  |  |  | Auto CHP Others consumption 2002 | 79.1512
Combined cycle | [8 empty] | Combined cycle | #DIV/0! | #DIV/0! | #DIV/0! | #DIV/0! | #DIV/0! | #DIV/0! | #DIV/0! | #DIV/0! |  |  | 0 | 0
Steam : backpressure turbine | 105.585 | 105.585 | 633.873 | 291.5959 | 457.074 | 12318.8436 | 24268.7772 | 21 | Steam : backpressure turbine | 5.0279 | 30.1844 | 6.0034 | 57.5402 | 55.0855 | 0.31526 | 0.61619 | 11.7351 | Mining and agglomeration of solid fuels | 0 | 0 | 165.4781
Steam: condensing turbine | 228.9918 | 256.59 | 1218.384 | 801.7105 | 1025.609 | 13152.69 | 27009.6912 | 30 | Steam: condensing turbine | 7.6331 | 40.6128 | 5.3206 | 62.3661 | 59.3818 | 0.39966 | 0.34227 | 4.5572 | Extraction of crude oil and nat. gas | 0 | 27.5982 | 223.8985
Gas turbine with heat recovery | 772.9339 | 1044.747 | 1559.258 | 2763.3036 | 4078.342 | 19021.5684 | 47913.0768 | 94 | Gas turbine with heat recovery | 8.2227 | 16.5879 | 2.0173 | 70.3432 | 60.4625 | 0.40811 | 0.38679 | 1.9121 | Coke ovens | 0 | 271.8131 | 1315.0384
Internal combustion engine | 856.3134 | 906.547 | 1026.385 | 2237.1094 | 2512.312 | 9259.776 | 25879.7556 | 608 | Internal combustion engine | 1.4084 | 1.6881 | 1.1986 | 70.7275 | 66.8993 | 0.29823 | 0.28604 | 1.1498 | Refineries | 0.46554 | 50.2336 | 275.2026
Others | [8 empty] | Others | [8 empty] | Extraction and processing of nuclear fuels | 0 | 0 | 0
Sub-Total | 1963.8241 | 2313.469 | 4437.9 | 6093.7194 | 8073.337 | 53752.878 | 125071.3008 | 753 | TOTAL | 2.608 | 5.8936 | 2.2598 | 66.2157 | 60.5177 | 0.35422 | 0.38403 | 2.4503 | Iron and steel industry | 0.02124 | 349.6449 | 1979.6176
TOTAL (1+2) | 6496.4481 | 6846.093 | 22965.631 | 22578.3034 | 24557.921 | 263426.3748 | 445003.8552 | 1570 | TOTAL (1+2) | 4.1379 | 14.6278 | 3.5351 | 79.0633 | 77.4619 | 0.39674 | 0.36368 | 3.2409 | Non-ferrous metals | 0.0108 | 349.6449 | 1979.6176
[18 empty] | Chemical industry | 0.61696
Sector | Maximum capacity |  |  | Production |  |  | Fuel | Number | By sector | Capacity ratios |  |  | Production ratios |  |  |  |  | Non-metallic mineral products | 0.0049
| Electrical |  | Heat | Electricity |  | Heat | Input | of |  | Average |  | Heat to | Efficiency | Efficiency | Load factor |  | Heat to | Extraction | 0.00138
| CHP | Gross | Net | ECHP | Gross | Net |  | units |  | Electricity | Heat | Electricity | In/out (G) | In/out (N) | Electricity | Heat | Electricity | Food products, beverages and tobacco | 0.77321
| MW | MW | MW | GWh | GWh | TJ | TJ(NVC) | n |  | MW | MW |  | % | % |  |  |  | Textile, clothing and leather | 0.039743
Public supply | 3231.9172 | 3471.329 | 6197.562 | 11470.3548 | 12817.758 | 80869.6548 | 165386.322 | 768 | Public supply | 4.2082 | 8.0697 | 1.9176 | 76.7981 | 73.8652 | 0.40515 | 0.41372 | 1.9584 | Paper and printing | 0.57336 | 239.4118 | 1347.4032
[18 empty] | Metal products, machinery, equipment | 0.1118 | 0 | 0
Autoproducers | 3264.5309 | 3374.764 | 16768.069 | 11107.9485 | 11740.163 | 182556.72 | 279617.5332 | 802 | Autoproducers | 4.0705 | 20.9078 | 5.1364 | 80.4032 | 79.5892 | 0.38843 | 0.34519 | 4.5652 | Other industrial branches | 0.24642 | 110.2331 | 632.2145
Mining and agglomeration of solid fuels | [8 empty] | Mining and agglomeration of solid fuels | #DIV/0! | #DIV/0! | #DIV/0! | #DIV/0! | #DIV/0! | #DIV/0! | #DIV/0! | #DIV/0! | Transport | 0.054792 | 0 | 0
Extraction of crude oil and nat. gas | [8 empty] | Extraction of crude oil and nat. gas | #DIV/0! | #DIV/0! | #DIV/0! | #DIV/0! | #DIV/0! | #DIV/0! | #DIV/0! | #DIV/0! | Services, etc | 0.34438 | 0 | 0
Coke ovens | [8 empty] | Coke ovens | #DIV/0! | #DIV/0! | #DIV/0! | #DIV/0! | #DIV/0! | #DIV/0! | #DIV/0! | #DIV/0! | Other | 0 | 0 | 0
Refineries | 465.5368 | 467.94 | 3696.131 | 2291.7044 | 2297.82 | 48844.566 | 68585.1264 | 36 | Refineries | 12.9316 | 102.6703 | 7.9395 | 83.2786 | 83.2465 | 0.56195 | 0.419 | 5.9205 |  |  | 2.4032 | 6.1156
Extraction and processing of nuclear fuels | [8 empty] | Extraction and processing of nuclear fuels | #DIV/0! | #DIV/0! | #DIV/0! | #DIV/0! | #DIV/0! | #DIV/0! | #DIV/0! | #DIV/0! |  |  | 0 | 0
Iron and steel industry | 21.24 | 24.4 | 107.889 | 24.148 | 24.936 | 490.0248 | 653.6772 | 7 | Iron and steel industry | 3.0343 | 15.4127 | 5.0795 | 88.6974 | 88.2634 | 0.12978 | 0.14401 | 5.6368 |  |  | 3.16 | 0.788
Non-ferrous metals | 10.8 | 10.8 | 209.642 | 33.306 | 33.306 | 1577.7 | 1901.4156 | 2 | Non-ferrous metals | 5.4 | 104.821 | 19.4113 | 89.2809 | 89.2809 | 0.35204 | 0.23861 | 13.1583 |  |  | 0 | 0
Chemical industry | 616.9597 | 647.492 | 3521.976 | 2096.849 | 2286.307 | 32926.842 | 49450.5324 | 96 | Chemical industry | 6.4267 | 36.6872 | 5.7086 | 83.2297 | 81.8505 | 0.38798 | 0.29642 | 4.3619 |  |  | 30.5323 | 189.458
Non-metallic mineral products | 4.9 | 4.9 | 25.783 | 1.2141 | 1.25 | 19.1088 | 30.204 | 3 | Non-metallic mineral products | 1.6333 | 8.5943 | 5.2618 | 78.1645 | 77.7366 | 0.028285 | 0.023499 | 4.372 |  |  | 0 | 0.0359
Extraction | 1.38 | 1.38 | 2.437 | 0.3079 | 0.318 | 1.584 | 3.8772 | 2 | Extraction | 0.69 | 1.2185 | 1.7659 | 70.3807 | 69.4429 | 0.02547 | 0.020608 | 1.429 |  |  | 0 | 0.0101
Food products, beverages and tobacco | 773.2103 | 781.231 | 4104.704 | 2153.1357 | 2178.656 | 28235.0124 | 43378.56 | 148 | Food products, beverages and tobacco | 5.2244 | 27.7345 | 5.3087 | 83.1705 | 82.9587 | 0.31788 | 0.2181 | 3.6426 |  |  | 8.0207 | 25.5203
Textile, clothing and leather | 39.7435 | 47.592 | 199.075 | 26.3645 | 34.464 | 213.0984 | 461.7972 | 25 | Textile, clothing and leather | 1.5897 | 7.963 | 5.009 | 73.0123 | 66.6982 | 0.075727 | 0.03394 | 2.2452 |  |  | 7.8485 | 8.0995
Paper and printing | 573.3607 | 597.348 | 3060.549 | 2411.5074 | 2591.175 | 53336.664 | 81776.9952 | 84 | Paper and printing | 6.8257 | 36.4351 | 5.3379 | 76.629 | 75.8381 | 0.48013 | 0.55255 | 6.1438 |  |  | 23.9873 | 179.6676
Metal products, machinery, equipment | 111.8045 | 114.199 | 384.464 | 84.2045 | 88.839 | 665.46 | 1288.8972 | 57 | Metal products, machinery, equipment | 1.9615 | 6.745 | 3.4387 | 76.4437 | 75.1492 | 0.085975 | 0.054879 | 2.1953 |  |  | 2.3945 | 4.6345
Other industrial branches | 246.4194 | 254.593 | 669.316 | 674.0331 | 763.61 | 7733.4228 | 12833.7984 | 75 | Other industrial branches | 3.2856 | 8.9242 | 2.7162 | 81.6782 | 79.1655 | 0.31225 | 0.36634 | 3.187 |  |  | 8.1736 | 89.5769
Transport | 54.7917 | 57.6 | 63.672 | 181.7235 | 194.229 | 793.2024 | 1933.5204 | 9 | Transport | 6.088 | 7.0747 | 1.1621 | 77.187 | 74.8586 | 0.37861 | 0.39498 | 1.2125 |  |  | 2.8083 | 12.5055
Services, etc | 344.3843 | 365.289 | 722.431 | 1129.4504 | 1245.253 | 7720.0344 | 17319.132 | 258 | Services, etc | 1.3348 | 2.8001 | 2.0977 | 70.4593 | 68.0522 | 0.37439 | 0.33882 | 1.8987 |  |  | 20.9047 | 115.8026
Other | [8 empty] | Other | [10 empty] | 0 | 0
TOTAL | 6496.4481 | 6846.093 | 22965.631 | 22578.3034 | 24557.921 | 263426.3748 | 445003.8552 | 1570 | TOTAL | 4.1379 | 14.6278 | 3.5351 | 79.0633 | 77.4619 | 0.39674 | 0.36368 | 3.2409 |  |  | 349.6449 | 1979.6176
Type of fuel | Maximum capacity |  |  | Maximum production |  |  | Fuel | Number
| Electricity |  | Heat | Electricity |  | Heat | Input | of
| CHP | Gross | Net | ECHP | Gross | Net |  | units
| MW | MW | MW | GWh | GWh | MW | TJ(NVC) | n
Single-fuel fired units | 5325.545 | 5669.867 | 13065.371 | 18587.1018 | 20421.306 | 156982.3272 | 294415.1172 | 1413
Solid | 330.4841 | 353.345 | 1990.523 | 1165.4623 | 1392.644 | 30190.0716 | 48568.8456 | 46
Liquid | 355.2712 | 373.155 | 1887.545 | 841.3183 | 855.894 | 10746.7308 | 16593.48 | 148
Gas | 4626.7837 | 4930.361 | 9083.222 | 16483.4612 | 18075.908 | 112952.5164 | 225420.8796 | 1216
Others | 13.006 | 13.006 | 104.081 | 96.86 | 96.86 | 3093.0084 | 3831.912 | 3
Multi-fuel fired units | 1170.9737 | 1176.711 | 9899.962 | 3991.2336 | 4136.647 | 106444.0476 | 150589.2212 | 157
Solid & liquid | 83.17 | 83.17 | 520.152 | 180.422 | 180.422 | 4191.9336 | 5723.7696 | 12
Liquid & gas | 392 | 393 | 3657 | 1291.123 | 1299.641 | 30593.9772 | 42065 | 65
Solid & liquid & gas | 136.735 | 136.735 | 1129.406 | 291.69 | 291.69 | 6324.0876 | 8416.224 | 18
Others | 559.0687 | 563.806 | 4593.404 | 2227.9986 | 2364.894 | 65334.0492 | 94384.2276 | 62
TOTAL | 6496.5187 | 6846.578 | 22965.333 | 22578.3354 | 24557.953 | 263426.3748 | 445004.3384 | 1570
Ireland | [7 empty] | 2002 | Ireland | [7 empty] | 2002
1 : Completely CHP –units rdmt>= 75%) | Maximum capacity |  |  | Production |  |  | Fuel | Number | 1 : Completely CHP –units rdmt>= 75%) | Capacity ratios |  |  | Production ratios
| Electrical |  | Heat | Electricity |  | Heat | Input | of |  | Average |  | Heat to | Efficiency | Efficiency | Load factor |  | Heat to | Ireland
Type of cycle | CHP | Gross | Net | ECHP | Gross | Net |  | units | Type of cycle | Electricity | Heat | Electricity | In/out (G) | In/out (N) | Electricity | Heat | Electricity | Auto CHP Heat production 2002 | 5.4027
| MW | MW | MW | GWh | GWh | TJ | TJ(NVC) | n |  | MW | MW |  | % | % |  |  |  | Auto CHP ISI Heat 2002 | 0
Combined cycle | [8 empty] | Combined cycle | #DIV/0! | #DIV/0! | #DIV/0! | #DIV/0! | #DIV/0! | #DIV/0! | #DIV/0! | #DIV/0! | Auto CHP Chemical Heat 2002 | 0.49624 | 0 | 0
Steam : backpressure turbine | 33 | 33 | 334 | 74.26 | 74.26 | 1740.28 | 2616.92 | 4 | Steam : backpressure turbine | 8.25 | 83.5 | 10.1212 | 76.7168 | 76.7168 | 0.25688 | 0.1652 | 6.5097 | Auto CHP Paper Heat 2002 | 0 | 0 | 0
Steam: condensing turbine | [8 empty] | Steam: condensing turbine | #DIV/0! | #DIV/0! | #DIV/0! | #DIV/0! | #DIV/0! | #DIV/0! | #DIV/0! | #DIV/0! | Auto CHP Refineries Heat 2002 | 0.20246 | 0 | 0
Gas turbine with heat recovery | 60.22 | 60.22 | 182.4646 | 404.9349 | 404.9349 | 3038.3314 | 5925.4203 | 11 | Gas turbine with heat recovery | 5.4745 | 16.5877 | 3.03 | 75.8781 | 75.8781 | 0.76761 | 0.52796 | 2.0842 | Auto CHP Others Heat 2002 | 4.704 | 0 | 0
Internal combustion engine | 29.367 | 29.367 | 33.376 | 145.0747 | 145.0747 | 624.0398 | 1513.8518 | 55 | Internal combustion engine | 0.53395 | 0.60684 | 1.1365 | 75.7213 | 75.7213 | 0.56393 | 0.59282 | 1.1949 |  |  | 0 | 0
Others | [8 empty] | Others | [8 empty] | Auto CHP Total Consumption 2002 | 10.0562 | 0 | 0
Sub-Total | 122.587 | 122.587 | 549.8406 | 624.2696 | 624.2696 | 5402.6512 | 10056.1921 | 70 | TOTAL | 1.7512 | 7.8549 | 4.4853 | 76.0727 | 76.0727 | 0.58133 | 0.31154 | 2.404 | Auto CHP ISI Consumption 2002 | 0
2 : Units with a non-CHP component (rdmt < 75%) | Maximum capacity |  |  | Production |  |  | Fuel | Number | 2 : Units with a non-CHP component (rdmt < 75%) | Capacity ratios |  |  | Production ratios |  |  |  |  | Auto CHP Chemical consumption 2002 | 1.0089
| Electrical |  | Heat | Electricity |  | Heat | Input | of |  | Average |  | Heat to | Efficiency | Efficiency | Load factor |  | Heat to | Auto CHP Paper conumption 2002 | 0
Type of cycle | CHP | Gross | Net | ECHP | Gross | Net |  | units | Type of cycle | Electricity | Heat | Electricity | In/out (G) | In/out (N) | Electricity | Heat | Electricity | Auto CHP Refineries consumption 2002 | 0.54605
| MW | MW | MW | GWh | GWh | TJ | TJ(NVC) | n |  | MW | MW |  | % | % |  |  |  | Auto CHP Others consumption 2002 | 8.5012
Combined cycle | [8 empty] | Combined cycle | #DIV/0! | #DIV/0! | #DIV/0! | #DIV/0! | #DIV/0! | #DIV/0! | #DIV/0! | #DIV/0! |  |  | 0 | 0
Steam : backpressure turbine | [8 empty] | Steam : backpressure turbine | #DIV/0! | #DIV/0! | #DIV/0! | #DIV/0! | #DIV/0! | #DIV/0! | #DIV/0! | #DIV/0! | Mining and agglomeration of solid fuels | 0.0052 | 0 | 0
Steam: condensing turbine | [8 empty] | Steam: condensing turbine | #DIV/0! | #DIV/0! | #DIV/0! | #DIV/0! | #DIV/0! | #DIV/0! | #DIV/0! | #DIV/0! | Extraction of crude oil and nat. gas | 0 | 0 | 0
Gas turbine with heat recovery | [8 empty] | Gas turbine with heat recovery | #DIV/0! | #DIV/0! | #DIV/0! | #DIV/0! | #DIV/0! | #DIV/0! | #DIV/0! | #DIV/0! | Coke ovens | 0 | 0 | 0
Internal combustion engine | [8 empty] | Internal combustion engine | #DIV/0! | #DIV/0! | #DIV/0! | #DIV/0! | #DIV/0! | #DIV/0! | #DIV/0! | #DIV/0! | Refineries | 0.00622 | 0 | 0
Others | [8 empty] | Others | [8 empty] | Extraction and processing of nuclear fuels | 0 | 0 | 0
Sub-Total | 0 | 0 | 0 | 0 | 0 | 0 | 0 | 0 | TOTAL | #DIV/0! | #DIV/0! | #DIV/0! | #DIV/0! | #DIV/0! | #DIV/0! | #DIV/0! | #DIV/0! | Iron and steel industry | 0 | 0 | 0
TOTAL (1+2) | 122.587 | 122.587 | 549.8406 | 624.2696 | 624.2696 | 5402.6512 | 10056.1921 | 70 | TOTAL (1+2) | 1.7512 | 7.8549 | 4.4853 | 76.0727 | 76.0727 | 0.58133 | 0.31154 | 2.404 | Non-ferrous metals | 0 | 0 | 0
[18 empty] | Chemical industry | 0.013894
Sector | Maximum capacity |  |  | Production |  |  | Fuel | Number | By sector | Capacity ratios |  |  | Production ratios |  |  |  |  | Non-metallic mineral products | 0.002037
| Electrical |  | Heat | Electricity |  | Heat | Input | of |  | Average |  | Heat to | Efficiency | Efficiency | Load factor |  | Heat to | Extraction | 0
| CHP | Gross | Net | ECHP | Gross | Net |  | units |  | Electricity | Heat | Electricity | In/out (G) | In/out (N) | Electricity | Heat | Electricity | Food products, beverages and tobacco | 0.07816
| MW | MW | MW | GWh | GWh | TJ | TJ(NVC) | n |  | MW | MW |  | % | % |  |  |  | Textile, clothing and leather | 0.000185
Public supply | 0 | 0 | 0 | 0 | 0 | 0 | 0 | 0 | Public supply | #DIV/0! | #DIV/0! | #DIV/0! | #DIV/0! | #DIV/0! | #DIV/0! | #DIV/0! | #DIV/0! | Paper and printing | 0 | 0 | 0
[18 empty] | Metal products, machinery, equipment | 0 | 0 | 0
Autoproducers | 122.587 | 122.587 | 549.8406 | 624.2696 | 624.2696 | 5402.6512 | 10056.1921 | 70 | Autoproducers | 1.7512 | 7.8549 | 4.4853 | 76.0727 | 76.0727 | 0.58133 | 0.31154 | 2.404 | Other industrial branches | 0 | 0 | 0
Mining and agglomeration of solid fuels | 5.2 | 5.2 | 34 | 34.56 | 34.56 | 881.28 | 1101.6 | 2 | Mining and agglomeration of solid fuels | 2.6 | 17 | 6.5385 | 91.2941 | 91.2941 | 0.75869 | 0.82182 | 7.0833 | Transport | 0 | 0 | 0
Extraction of crude oil and nat. gas | [8 empty] | Extraction of crude oil and nat. gas | #DIV/0! | #DIV/0! | #DIV/0! | #DIV/0! | #DIV/0! | #DIV/0! | #DIV/0! | #DIV/0! | Services, etc | 0.016685 | 0 | 0
Coke ovens | [8 empty] | Coke ovens | #DIV/0! | #DIV/0! | #DIV/0! | #DIV/0! | #DIV/0! | #DIV/0! | #DIV/0! | #DIV/0! | Other | 0.000206 | 0 | 0
Refineries | 6.22 | 6.22 | 6.5856 | 40.6057 | 40.6057 | 202.4604 | 546.05 | 1 | Refineries | 6.22 | 6.5856 | 1.0588 | 63.8478 | 63.8478 | 0.74523 | 0.97474 | 1.385 |  |  | 0 | 0
Extraction and processing of nuclear fuels | [8 empty] | Extraction and processing of nuclear fuels | #DIV/0! | #DIV/0! | #DIV/0! | #DIV/0! | #DIV/0! | #DIV/0! | #DIV/0! | #DIV/0! |  |  | 0 | 0
Iron and steel industry | [8 empty] | Iron and steel industry | #DIV/0! | #DIV/0! | #DIV/0! | #DIV/0! | #DIV/0! | #DIV/0! | #DIV/0! | #DIV/0! |  |  | 0 | 0
Non-ferrous metals | [8 empty] | Non-ferrous metals | #DIV/0! | #DIV/0! | #DIV/0! | #DIV/0! | #DIV/0! | #DIV/0! | #DIV/0! | #DIV/0! |  |  | 0 | 0
Chemical industry | 13.894 | 13.894 | 17.646 | 88.0613 | 88.0613 | 496.2358 | 1008.9042 | 5 | Chemical industry | 2.7788 | 3.5292 | 1.27 | 80.6079 | 80.6079 | 0.72352 | 0.89163 | 1.5653 |  |  | 0 | 0
Non-metallic mineral products | 2.037 | 2.037 | 2.357 | 17.46 | 17.46 | 71.6295 | 185.562 | 1 | Non-metallic mineral products | 2.037 | 2.357 | 1.1571 | 72.4747 | 72.4747 | 0.97847 | 0.96355 | 1.1396 |  |  | 0 | 0
Extraction | [8 empty] | Extraction | #DIV/0! | #DIV/0! | #DIV/0! | #DIV/0! | #DIV/0! | #DIV/0! | #DIV/0! | #DIV/0! |  |  | 0 | 0
Food products, beverages and tobacco | 78.16 | 78.16 | 468.961 | 374.2328 | 374.2328 | 3397.5143 | 6485.0198 | 12 | Food products, beverages and tobacco | 6.5133 | 39.0801 | 6 | 73.1648 | 73.1648 | 0.54658 | 0.2297 | 2.5218 |  |  | 0 | 0
Textile, clothing and leather | 0.185 | 0.185 | 0.28 | 0.105 | 0.105 | 0.63504 | 1.4436 | 1 | Textile, clothing and leather | 0.185 | 0.28 | 1.5135 | 70.1746 | 70.1746 | 0.064791 | 0.07191 | 1.68 |  |  | 0 | 0
Paper and printing | [8 empty] | Paper and printing | #DIV/0! | #DIV/0! | #DIV/0! | #DIV/0! | #DIV/0! | #DIV/0! | #DIV/0! | #DIV/0! |  |  | 0 | 0
Metal products, machinery, equipment | [8 empty] | Metal products, machinery, equipment | #DIV/0! | #DIV/0! | #DIV/0! | #DIV/0! | #DIV/0! | #DIV/0! | #DIV/0! | #DIV/0! |  |  | 0 | 0
Other industrial branches | [8 empty] | Other industrial branches | #DIV/0! | #DIV/0! | #DIV/0! | #DIV/0! | #DIV/0! | #DIV/0! | #DIV/0! | #DIV/0! |  |  | 0 | 0
Transport | [8 empty] | Transport | #DIV/0! | #DIV/0! | #DIV/0! | #DIV/0! | #DIV/0! | #DIV/0! | #DIV/0! | #DIV/0! |  |  | 0 | 0
Services, etc | 16.685 | 16.685 | 19.687 | 69.1538 | 69.1538 | 352.3819 | 726.5361 | 47 | Services, etc | 0.355 | 0.41887 | 1.1799 | 82.7675 | 82.7675 | 0.47314 | 0.56752 | 1.4155 |  |  | 0 | 0
Other | 0.206 | 0.206 | 0.324 | 0.091 | 0.091 | 0.51433 | 1.0764 | 1 | Other | [10 empty] | 0 | 0
TOTAL | 122.587 | 122.587 | 549.8406 | 624.2696 | 624.2696 | 5402.6512 | 10056.1921 | 70 | TOTAL | 1.7512 | 7.8549 | 4.4853 | 76.0727 | 76.0727 | 0.58133 | 0.31154 | 2.404 |  |  | 0 | 0
Type of fuel | Maximum capacity |  |  | Maximum production |  |  | Fuel | Number
| Electricity |  | Heat | Electricity |  | Heat | Input | of
| CHP | Gross | Net | ECHP | Gross | Net |  | units
| MW | MW | MW | GWh | GWh | MW | TJ(NVC) | n
Single-fuel fired units
Solid | 13 | 13 | 150 | 20 | 20 | 362 | 805.32 | 1
Liquid | 6.41 | 6.41 | 6.9056 | 41.5831 | 41.5831 | 209.1888 | 558.8444 | 2
Gas | 97.812 | 97.812 | 358.66 | 528.1156 | 528.1156 | 3950.1824 | 7590.3125 | 64
Others | 5.365 | 5.365 | 34.275 | 34.5707 | 34.5707 | 881.28 | 1101.7152 | 3
Multi-fuel fired units
Solid & liquid
Liquid & gas
Solid & liquid & gas
Others
TOTAL | 122.587 | 122.587 | 549.8406 | 624.2694 | 624.2694 | 5402.6512 | 10056.1921 | 70
Italy | [7 empty] | 2002 | Italy | [7 empty] | 2002
1 : Completely CHP –units rdmt>= 75%) | Maximum capacity |  |  | Production |  |  | Fuel | Number | 1 : Completely CHP –units rdmt>= 75%) | Capacity ratios |  |  | Production ratios
| Electrical |  | Heat | Electricity |  | Heat | Input | of |  | Average |  | Heat to | Efficiency | Efficiency | Load factor |  | Heat to | Italy
Type of cycle | CHP | Gross | Net | ECHP | Gross | Net |  | units | Type of cycle | Electricity | Heat | Electricity | In/out (G) | In/out (N) | Electricity | Heat | Electricity | Auto CHP Heat production 2002 | 133.898
| MW | MW | MW | GWh | GWh | TJ | TJ(NVC) | n |  | MW | MW |  | % | % |  |  |  | Auto CHP ISI Heat 2002 | 0.067
*Combined cycle (Eff.>= 85%) | 5 | 5 | 16 | 32 | 32 | 291 | 454 | 1 | Combined cycle | 5 | 16 | 3.2 | 89.4714 | 89.4714 | 0.73059 | 0.57666 | 2.526 | Auto CHP Chemical Heat 2002 | 34.217 | 0 | 0
Steam : backpressure turbine | 1481 | 1481 | 7110 | 5201 | 5201 | 78082 | 110711 | 182 | Steam : backpressure turbine | 8.1374 | 39.0659 | 4.8008 | 87.4399 | 87.4399 | 0.40089 | 0.3482 | 4.1702 | Auto CHP Paper Heat 2002 | 34.174 | 0 | 0
*Steam : condensing turbine (Eff. >=85%) | 4 | 4 | 69 | 7 | 7 | 526 | 646 | 2 | Steam: condensing turbine | 2 | 34.5 | 17.25 | 85.3251 | 85.3251 | 0.19977 | 0.2417 | 20.873 | Auto CHP Refineries Heat 2002 | 24.755 | 0 | 0
Gas turbine with heat recovery | 639 | 639 | 1345 | 4031 | 4031 | 30195 | 53837 | 106 | Gas turbine with heat recovery | 6.0283 | 12.6887 | 2.1049 | 83.0407 | 83.0407 | 0.72012 | 0.7118 | 2.0807 | Auto CHP Others Heat 2002 | 40.685 | 0 | 0
Internal combustion engine | 316 | 316 | 597 | 1149 | 1149 | 5956 | 12133 | 244 | Internal combustion engine | 1.2951 | 2.4467 | 1.8892 | 83.1814 | 83.1814 | 0.41508 | 0.31632 | 1.4399 |  |  | 0 | 0
Others | [8 empty] | Others | [8 empty] | Auto CHP Total Consumption 2002 | 269.311 | 0 | 0
Sub-Total | 2445 | 2445 | 9137 | 10420 | 10420 | 115050 | 177781 | 535 | TOTAL | 4.5701 | 17.0785 | 3.737 | 85.8146 | 85.8146 | 0.4865 | 0.39923 | 3.067 | Auto CHP ISI Consumption 2002 | 0.813
2 : Units with a non-CHP component (rdmt < 75%) | Maximum capacity |  |  | Production |  |  | Fuel | Number | 2 : Units with a non-CHP component (rdmt < 75%) | Capacity ratios |  |  | Production ratios |  |  |  |  | Auto CHP Chemical consumption 2002 | 65.451
| Electrical |  | Heat | Electricity |  | Heat | Input | of |  | Average |  | Heat to | Efficiency | Efficiency | Load factor |  | Heat to | Auto CHP Paper conumption 2002 | 65.223
Type of cycle | CHP | Gross | Net | ECHP | Gross | Net |  | units | Type of cycle | Electricity | Heat | Electricity | In/out (G) | In/out (N) | Electricity | Heat | Electricity | Auto CHP Refineries consumption 2002 | 57.406
| MW | MW | MW | GWh | GWh | TJ | TJ(NVC) | n |  | MW | MW |  | % | % |  |  |  | Auto CHP Others consumption 2002 | 80.418
*Combined cycle (Eff. <85%) | 995 | 6826 | 1415 | 6858 | 47940 | 35087 | 396334 | 89 | Combined cycle | 11.1798 | 15.8989 | 1.4221 | 52.398 | 15.0822 | 0.78681 | 0.7862 | 1.4212 |  |  | 5831 | 41082
Steam : backpressure turbine | 9 | 533 | 37 | 23 | 480 | 410 | 3688 | 109 | Steam : backpressure turbine | 0.082569 | 0.33945 | 4.1111 | 57.9718 | 13.3623 | 0.29173 | 0.35134 | 4.9517 | Mining and agglomeration of solid fuels | 0 | 524 | 457
*Steam : condensing turbine (Eff. <85%) | 846 | 2327 | 3001 | 3420 | 10060 | 43811 | 143408 | 98 | Steam: condensing turbine | 8.6327 | 30.6224 | 3.5473 | 55.8037 | 39.1352 | 0.46148 | 0.46287 | 3.5584 | Extraction of crude oil and nat. gas | 0.05 | 1481 | 6640
Gas turbine with heat recovery | 68 | 233 | 147 | 222 | 825 | 1820 | 9217 | 39 | Gas turbine with heat recovery | 1.7436 | 3.7692 | 2.1618 | 51.9692 | 28.4171 | 0.37268 | 0.39255 | 2.2773 | Coke ovens | 0.012 | 165 | 603
Internal combustion engine | 17 | 160 | 28 | 56 | 423 | 327 | 3996 | 120 | Internal combustion engine | 0.14167 | 0.23333 | 1.6471 | 46.2913 | 13.2282 | 0.37604 | 0.37028 | 1.622 | Refineries | 0.381 | 143 | 367
Others | [8 empty] | Others | [8 empty] | Extraction and processing of nuclear fuels | 0 | 0 | 0
Sub-Total | 1935 | 10079 | 4628 | 10579 | 59728 | 81455 | 556643 | 455 | TOTAL | 4.2527 | 10.1714 | 2.3917 | 53.2614 | 21.4751 | 0.62411 | 0.55804 | 2.1388 | Iron and steel industry | 0.007 | 8144 | 49149
TOTAL (1+2) | 4380 | 12524 | 13765 | 20999 | 70148 | 196505 | 734424 | 990 | TOTAL (1+2) | 4.4242 | 13.904 | 3.1427 | 61.1415 | 37.0496 | 0.54729 | 0.45263 | 2.5994 | Non-ferrous metals | 0.002 | 8144 | 49149
[18 empty] | Chemical industry | 0.608
Sector | Maximum capacity |  |  | Production |  |  | Fuel | Number | By sector | Capacity ratios |  |  | Production ratios |  |  |  |  | Non-metallic mineral products | 0.108
| Electrical |  | Heat | Electricity |  | Heat | Input | of |  | Average |  | Heat to | Efficiency | Efficiency | Load factor |  | Heat to | Extraction | 0
| CHP | Gross | Net | ECHP | Gross | Net |  | units |  | Electricity | Heat | Electricity | In/out (G) | In/out (N) | Electricity | Heat | Electricity | Food products, beverages and tobacco | 0.244
| MW | MW | MW | GWh | GWh | TJ | TJ(NVC) | n |  | MW | MW |  | % | % |  |  |  | Textile, clothing and leather | 0.127
Public supply | 1701 | 8314 | 3695 | 9304 | 52821 | 62607 | 465113 | 301 | Public supply | 5.6512 | 12.2757 | 2.1723 | 54.3443 | 20.6619 | 0.6244 | 0.53722 | 1.8692 | Paper and printing | 0.674 | 6613 | 43517
[18 empty] | Metal products, machinery, equipment | 0.113 | 0 | 0
Autoproducers | 2679 | 4210 | 10070 | 11695 | 17327 | 133898 | 269311 | 689 | Autoproducers | 3.8882 | 14.6154 | 3.7589 | 72.8805 | 65.352 | 0.49834 | 0.42159 | 3.1803 | Other industrial branches | 0.098 | 1531 | 5632
Mining and agglomeration of solid fuels | 0 | 0 | 0 | 0 | 0 | 0 | 0 | 0 | Mining and agglomeration of solid fuels | #DIV/0! | #DIV/0! | #DIV/0! | #DIV/0! | #DIV/0! | #DIV/0! | #DIV/0! | #DIV/0! | Transport | 0 | 0 | 0
Extraction of crude oil and nat. gas | 50 | 102 | 112 | 355 | 697 | 2957 | 8050 | 3 | Extraction of crude oil and nat. gas | 16.6667 | 37.3333 | 2.24 | 67.9031 | 52.6087 | 0.8105 | 0.8371 | 2.3138 | Services, etc | 0.194 | 52 | 342
Coke ovens | 12 | 12 | 252 | 58 | 58 | 4386 | 5121 | 1 | Coke ovens | 12 | 252 | 21 | 89.7247 | 89.7247 | 0.55175 | 0.55184 | 21.0057 | Other | 0.061 | 0 | 0
Refineries | 381 | 604 | 1299 | 2206 | 3834 | 24755 | 57406 | 29 | Refineries | 13.1379 | 44.7931 | 3.4094 | 67.1661 | 56.9568 | 0.66096 | 0.60422 | 3.1171 |  |  | 223 | 1628
Extraction and processing of nuclear fuels | 0 | 0 | 0 | 0 | 0 | 0 | 0 | 0 | Extraction and processing of nuclear fuels | #DIV/0! | #DIV/0! | #DIV/0! | #DIV/0! | #DIV/0! | #DIV/0! | #DIV/0! | #DIV/0! |  |  | 0 | 0
Iron and steel industry | 7 | 66 | 10 | 14 | 95 | 67 | 813 | 11 | Iron and steel industry | 0.63636 | 0.90909 | 1.4286 | 50.3075 | 14.4403 | 0.22831 | 0.21243 | 1.3294 |  |  | 59 | 81
Non-ferrous metals | 2 | 3 | 2 | 4 | 9 | 19 | 82 | 2 | Non-ferrous metals | 1 | 1 | 1 | 62.6829 | 40.7317 | 0.22831 | 0.30121 | 1.3194 |  |  | 1 | 5
Chemical industry | 608 | 1007 | 2559 | 2831 | 3754 | 34217 | 65451 | 75 | Chemical industry | 8.1067 | 34.12 | 4.2089 | 72.9269 | 67.8501 | 0.53154 | 0.42395 | 3.3574 |  |  | 399 | 923
Non-metallic mineral products | 108 | 134 | 344 | 572 | 673 | 5017 | 9143 | 46 | Non-metallic mineral products | 2.3478 | 7.4783 | 3.1852 | 81.3715 | 77.3947 | 0.6046 | 0.46241 | 2.4364 |  |  | 26 | 101
Extraction | 0 | 0 | 0 | 0 | 0 | 0 | 0 | 0 | Extraction | #DIV/0! | #DIV/0! | #DIV/0! | #DIV/0! | #DIV/0! | #DIV/0! | #DIV/0! | #DIV/0! |  |  | 0 | 0
Food products, beverages and tobacco | 244 | 395 | 1297 | 700 | 890 | 10545 | 16392 | 105 | Food products, beverages and tobacco | 2.3238 | 12.3524 | 5.3156 | 83.8763 | 79.7035 | 0.32749 | 0.25778 | 4.1845 |  |  | 151 | 190
Textile, clothing and leather | 127 | 160 | 601 | 370 | 420 | 5127 | 8298 | 79 | Textile, clothing and leather | 1.6076 | 7.6076 | 4.7323 | 80.0072 | 77.838 | 0.33258 | 0.27048 | 3.8491 |  |  | 33 | 50
Paper and printing | 674 | 908 | 2204 | 3378 | 4285 | 34174 | 65223 | 153 | Paper and printing | 4.4052 | 14.4052 | 3.27 | 76.0468 | 71.0406 | 0.57213 | 0.49162 | 2.8102 |  |  | 234 | 907
Metal products, machinery, equipment | 113 | 139 | 410 | 330 | 404 | 4105 | 6803 | 44 | Metal products, machinery, equipment | 2.5682 | 9.3182 | 3.6283 | 81.7198 | 77.8039 | 0.33337 | 0.31745 | 3.4554 |  |  | 26 | 74
Other industrial branches | 98 | 227 | 261 | 386 | 1051 | 3242 | 12029 | 55 | Other industrial branches | 1.7818 | 4.7455 | 2.6633 | 58.4055 | 38.5036 | 0.44963 | 0.39384 | 2.333 |  |  | 129 | 665
Transport | 0 | 1 | 0 | 1 | 5 | 6 | 63 | 1 | Transport | 0 | 0 | #DIV/0! | 38.0952 | 15.2381 | #DIV/0! | #DIV/0! | 1.6667 |  |  | 1 | 4
Services, etc | 194 | 321 | 654 | 450 | 1060 | 4797 | 13097 | 47 | Services, etc | 4.1277 | 13.9149 | 3.3711 | 65.7632 | 48.996 | 0.26479 | 0.23256 | 2.9611 |  |  | 127 | 610
Other | 61 | 131 | 65 | 40 | 92 | 484 | 1340 | 38 | Other | [10 empty] | 70 | 52
TOTAL | 4380 | 12524 | 13765 | 20999 | 70148 | 196505 | 734424 | 990 | TOTAL | 4.4242 | 13.904 | 3.1427 | 61.1415 | 37.0496 | 0.54729 | 0.45263 | 2.5994 |  |  | 8144 | 49149
Type of fuel | Maximum capacity |  |  | Maximum production |  |  | Fuel | Number
| Electricity |  | Heat | Electricity |  | Heat | Input | of
| CHP | Gross | Net | ECHP | Gross | Net |  | units
| MW | MW | MW | GWh | GWh | MW | TJ(NVC) | n
Single-fuel fired units
Solid | 219 | 297 | 679 | 927 | 1268 | 9865 | 22291 | 32
Liquid | 972 | 3150 | 3220 | 4914 | 18362 | 49885 | 186926 | 121
Gas | 2242 | 7262 | 6518 | 10955 | 43834 | 89650 | 427855 | 693
Others | 0 | 14 | 0 | 0 | 57 | 0 | 789 | 3
Multi-fuel fired units
Solid & liquid | 23 | 23 | 104 | 75 | 75 | 1244 | 2021 | 1
Liquid & gas | 825 | 1642 | 2932 | 3855 | 5888 | 40902 | 85666 | 132
Solid & liquid & gas | 6 | 26 | 37 | 28 | 28 | 623 | 949 | 2
Others | 93 | 110 | 275 | 245 | 636 | 4336 | 7927 | 6
TOTAL | 4380 | 12524 | 13765 | 20999 | 70148 | 196505 | 734424 | 990
Luxembourg | [7 empty] | 2002 | Luxembourg | [7 empty] | 2002
1 : Completely CHP –units rdmt>= 75%) | Maximum capacity |  |  | Production |  |  | Fuel | Number | 1 : Completely CHP –units rdmt>= 75%) | Capacity ratios |  |  | Production ratios
| Electrical |  | Heat | Electricity |  | Heat | Input | of |  | Average |  | Heat to | Efficiency | Efficiency | Load factor |  | Heat to | Luxembourg
Type of cycle | CHP | Gross | Net | ECHP | Gross | Net |  | units | Type of cycle | Electricity | Heat | Electricity | In/out (G) | In/out (N) | Electricity | Heat | Electricity | Auto CHP Heat production 2002 | 2.097
| MW | MW | MW | GWh | GWh | TJ | TJ(NVC) | n |  | MW | MW |  | % | % |  |  |  | Auto CHP ISI Heat 2002 | 0
Combined cycle | 21.3 | 21 | 111.3 | 167.4 | 167 | 1278 | 2041 | 2 | Combined cycle | 10.5 | 55.65 | 5.3 | 92.0725 | 92.0725 | 0.90781 | 0.36407 | 2.1257 | Auto CHP Chemical Heat 2002 | 1.278 | -0.3 | -0.4
Steam : backpressure turbine | [8 empty] | Steam : backpressure turbine | #DIV/0! | #DIV/0! | #DIV/0! | #DIV/0! | #DIV/0! | #DIV/0! | #DIV/0! | #DIV/0! | Auto CHP Paper Heat 2002 | 0.016 | 0 | 0
Steam: condensing turbine | [8 empty] | Steam: condensing turbine | #DIV/0! | #DIV/0! | #DIV/0! | #DIV/0! | #DIV/0! | #DIV/0! | #DIV/0! | #DIV/0! | Auto CHP Refineries Heat 2002 | 0 | 0 | 0
Gas turbine with heat recovery | [8 empty] | Gas turbine with heat recovery | #DIV/0! | #DIV/0! | #DIV/0! | #DIV/0! | #DIV/0! | #DIV/0! | #DIV/0! | #DIV/0! | Auto CHP Others Heat 2002 | 0.803 | 0 | 0
Internal combustion engine | 66.7 | 67 | 247.6 | 123.4 | 123 | 819 | 1476 | 54 | Internal combustion engine | 1.2407 | 4.5852 | 3.6955 | 85.4878 | 85.4878 | 0.20957 | 0.10488 | 1.8496 |  |  | 0.3 | -0.4
Others | [8 empty] | Others | [8 empty] | Auto CHP Total Consumption 2002 | 3.517 | 0 | 0
Sub-Total | 88 | 88 | 358.9 | 290.8 | 290 | 2097 | 3517 | 56 | TOTAL | 1.5714 | 6.4089 | 4.0784 | 89.3091 | 89.3091 | 0.37619 | 0.18525 | 2.0086 | Auto CHP ISI Consumption 2002 | 0
2 : Units with a non-CHP component (rdmt < 75%) | Maximum capacity |  |  | Production |  |  | Fuel | Number | 2 : Units with a non-CHP component (rdmt < 75%) | Capacity ratios |  |  | Production ratios |  |  |  |  | Auto CHP Chemical consumption 2002 | 2.041
| Electrical |  | Heat | Electricity |  | Heat | Input | of |  | Average |  | Heat to | Efficiency | Efficiency | Load factor |  | Heat to | Auto CHP Paper conumption 2002 | 0.03
Type of cycle | CHP | Gross | Net | ECHP | Gross | Net |  | units | Type of cycle | Electricity | Heat | Electricity | In/out (G) | In/out (N) | Electricity | Heat | Electricity | Auto CHP Refineries consumption 2002 | 0
| MW | MW | MW | GWh | GWh | TJ | TJ(NVC) | n |  | MW | MW |  | % | % |  |  |  | Auto CHP Others consumption 2002 | 1.446
Combined cycle | [8 empty] | Combined cycle | #DIV/0! | #DIV/0! | #DIV/0! | #DIV/0! | #DIV/0! | #DIV/0! | #DIV/0! | #DIV/0! |  |  | 0 | 0
Steam : backpressure turbine | [8 empty] | Steam : backpressure turbine | #DIV/0! | #DIV/0! | #DIV/0! | #DIV/0! | #DIV/0! | #DIV/0! | #DIV/0! | #DIV/0! | Mining and agglomeration of solid fuels | 0 | 0 | 0
Steam: condensing turbine | [8 empty] | Steam: condensing turbine | #DIV/0! | #DIV/0! | #DIV/0! | #DIV/0! | #DIV/0! | #DIV/0! | #DIV/0! | #DIV/0! | Extraction of crude oil and nat. gas | 0 | 0 | 0
Gas turbine with heat recovery | [8 empty] | Gas turbine with heat recovery | #DIV/0! | #DIV/0! | #DIV/0! | #DIV/0! | #DIV/0! | #DIV/0! | #DIV/0! | #DIV/0! | Coke ovens | 0 | 0 | 0
Internal combustion engine | [8 empty] | Internal combustion engine | #DIV/0! | #DIV/0! | #DIV/0! | #DIV/0! | #DIV/0! | #DIV/0! | #DIV/0! | #DIV/0! | Refineries | 0 | 0 | 0
Others | [8 empty] | Others | [8 empty] | Extraction and processing of nuclear fuels | 0 | 0 | 0
Sub-Total | 0 | 0 | 0 | 0 | 0 | 0 | 0 | 0 | TOTAL | #DIV/0! | #DIV/0! | #DIV/0! | #DIV/0! | #DIV/0! | #DIV/0! | #DIV/0! | #DIV/0! | Iron and steel industry | 0 | 0 | 0
TOTAL (1+2) | 88 | 88 | 358.9 | 290.8 | 290.8 | 2097 | 3517 | 56 | TOTAL (1+2) | 1.5714 | 6.4089 | 4.0784 | 89.391 | 89.391 | 0.37723 | 0.18525 | 2.0031 | Non-ferrous metals | 0 | 0 | 0
[18 empty] | Chemical industry | 0.0213
Sector | Maximum capacity |  |  | Production |  |  | Fuel | Number | By sector | Capacity ratios |  |  | Production ratios |  |  |  |  | Non-metallic mineral products | 0
| Electrical |  | Heat | Electricity |  | Heat | Input | of |  | Average |  | Heat to | Efficiency | Efficiency | Load factor |  | Heat to | Extraction | 0
| CHP | Gross | Net | ECHP | Gross | Net |  | units |  | Electricity | Heat | Electricity | In/out (G) | In/out (N) | Electricity | Heat | Electricity | Food products, beverages and tobacco | 0
| MW | MW | MW | GWh | GWh | TJ | TJ(NVC) | n |  | MW | MW |  | % | % |  |  |  | Textile, clothing and leather | 0
Public supply | [8 empty] | Public supply | #DIV/0! | #DIV/0! | #DIV/0! | #DIV/0! | #DIV/0! | #DIV/0! | #DIV/0! | #DIV/0! | Paper and printing | 0.001 | 0 | 0
[18 empty] | Metal products, machinery, equipment | 0 | 0 | 0
Autoproducers | 88 | 88 | 359 | 290.8 | 290.8 | 2097 | 3517 | 56 | Autoproducers | 1.5714 | 6.4107 | 4.0795 | 89.391 | 89.391 | 0.37723 | 0.1852 | 2.0031 | Other industrial branches | 0 | 0 | 0
Mining and agglomeration of solid fuels | [8 empty] | Mining and agglomeration of solid fuels | #DIV/0! | #DIV/0! | #DIV/0! | #DIV/0! | #DIV/0! | #DIV/0! | #DIV/0! | #DIV/0! | Transport | 0 | 0 | 0
Extraction of crude oil and nat. gas | [8 empty] | Extraction of crude oil and nat. gas | #DIV/0! | #DIV/0! | #DIV/0! | #DIV/0! | #DIV/0! | #DIV/0! | #DIV/0! | #DIV/0! | Services, etc | 0 | 0 | 0
Coke ovens | [8 empty] | Coke ovens | #DIV/0! | #DIV/0! | #DIV/0! | #DIV/0! | #DIV/0! | #DIV/0! | #DIV/0! | #DIV/0! | Other | 0.0657 | 0 | 0
Refineries | [8 empty] | Refineries | #DIV/0! | #DIV/0! | #DIV/0! | #DIV/0! | #DIV/0! | #DIV/0! | #DIV/0! | #DIV/0! |  |  | 0 | 0
Extraction and processing of nuclear fuels | [8 empty] | Extraction and processing of nuclear fuels | #DIV/0! | #DIV/0! | #DIV/0! | #DIV/0! | #DIV/0! | #DIV/0! | #DIV/0! | #DIV/0! |  |  | 0 | 0
Iron and steel industry | [8 empty] | Iron and steel industry | #DIV/0! | #DIV/0! | #DIV/0! | #DIV/0! | #DIV/0! | #DIV/0! | #DIV/0! | #DIV/0! |  |  | 0 | 0
Non-ferrous metals | [8 empty] | Non-ferrous metals | #DIV/0! | #DIV/0! | #DIV/0! | #DIV/0! | #DIV/0! | #DIV/0! | #DIV/0! | #DIV/0! |  |  | 0 | 0
Chemical industry | 21.3 | 21.3 | 111.3 | 167.4 | 167.4 | 1278 | 2041 | 2 | Chemical industry | 10.65 | 55.65 | 5.2254 | 92.1431 | 92.1431 | 0.89716 | 0.36407 | 2.1207 |  |  | 0 | 0
Non-metallic mineral products | [8 empty] | Non-metallic mineral products | #DIV/0! | #DIV/0! | #DIV/0! | #DIV/0! | #DIV/0! | #DIV/0! | #DIV/0! | #DIV/0! |  |  | 0 | 0
Extraction | [8 empty] | Extraction | #DIV/0! | #DIV/0! | #DIV/0! | #DIV/0! | #DIV/0! | #DIV/0! | #DIV/0! | #DIV/0! |  |  | 0 | 0
Food products, beverages and tobacco | [8 empty] | Food products, beverages and tobacco | #DIV/0! | #DIV/0! | #DIV/0! | #DIV/0! | #DIV/0! | #DIV/0! | #DIV/0! | #DIV/0! |  |  | 0 | 0
Textile, clothing and leather | [8 empty] | Textile, clothing and leather | #DIV/0! | #DIV/0! | #DIV/0! | #DIV/0! | #DIV/0! | #DIV/0! | #DIV/0! | #DIV/0! |  |  | 0 | 0
Paper and printing | 1 | 1 | 1 | 3 | 3 | 16 | 30 | 1 | Paper and printing | 1 | 1 | 1 | 89.3333 | 89.3333 | 0.34247 | 0.5073 | 1.4815 |  |  | 0 | 0
Metal products, machinery, equipment | [8 empty] | Metal products, machinery, equipment | #DIV/0! | #DIV/0! | #DIV/0! | #DIV/0! | #DIV/0! | #DIV/0! | #DIV/0! | #DIV/0! |  |  | 0 | 0
Other industrial branches | [8 empty] | Other industrial branches | #DIV/0! | #DIV/0! | #DIV/0! | #DIV/0! | #DIV/0! | #DIV/0! | #DIV/0! | #DIV/0! |  |  | 0 | 0
Transport | [8 empty] | Transport | #DIV/0! | #DIV/0! | #DIV/0! | #DIV/0! | #DIV/0! | #DIV/0! | #DIV/0! | #DIV/0! |  |  | 0 | 0
Services, etc | [8 empty] | Services, etc | #DIV/0! | #DIV/0! | #DIV/0! | #DIV/0! | #DIV/0! | #DIV/0! | #DIV/0! | #DIV/0! |  |  | 0 | 0
Other | 65.7 | 65.7 | 246.7 | 120.4 | 120.4 | 803 | 1446 | 53 | Other | [10 empty] | 0 | 0
TOTAL | 88 | 88 | 359 | 290.8 | 290.8 | 2097 | 3517 | 56 | TOTAL | 1.5714 | 6.4107 | 4.0795 | 89.391 | 89.391 | 0.37723 | 0.1852 | 2.0031 |  |  | 0 | 0
Type of fuel | Maximum capacity |  |  | Maximum production |  |  | Fuel | Number
| Electricity |  | Heat | Electricity |  | Heat | Input | of
| CHP | Gross | Net | ECHP | Gross | Net |  | units
| MW | MW | MW | GWh | GWh | MW | TJ(NVC) | n
Single-fuel fired units
Solid
Liquid
Gas | 67 | 67 | 214.8 | 219 | 219 | 1558.3 | 2638.5 | 43
Others
Multi-fuel fired units
Solid & liquid
Liquid & gas | 21 | 21 | 144.1 | 71.8 | 71.8 | 538.7 | 878.5 | 13
Solid & liquid & gas
Others
TOTAL | 88 | 88 | 358.9 | 290.8 | 290.8 | 2097 | 3517 | 56
Netherlands | [7 empty] | 2002 | Netherlands | [7 empty] | 2002
1 : Completely CHP –units rdmt>= 75%) | Maximum capacity |  |  | Production |  |  | Fuel | Number | 1 : Completely CHP –units rdmt>= 75%) | Capacity ratios |  |  | Production ratios
| Electrical |  | Heat | Electricity |  | Heat | Input | of |  | Average |  | Heat to | Efficiency | Efficiency | Load factor |  | Heat to | Netherlands
Type of cycle | CHP | Gross | Net | ECHP | Gross | Net |  | units | Type of cycle | Electricity | Heat | Electricity | In/out (G) | In/out (N) | Electricity | Heat | Electricity | Auto CHP Heat production 2002 | 108.1023
| MW | MW | MW | GWh | GWh | TJ | TJ(NVC) | n |  | MW | MW |  | % | % |  |  |  | Auto CHP ISI Heat 2002 | 2.948
Combined cycle | 707.33 | 707.33 | 1730.64 | 4479.785 | 4479.785 | 30673.617 | 51253.2224 | 15 | Combined cycle | 47.1553 | 115.376 | 2.4467 | 91.313 | 91.313 | 0.72299 | 0.56196 | 1.902 | Auto CHP Chemical Heat 2002 | 35.9176 | 0 | 0
Steam : backpressure turbine | 253.725 | 253.725 | 2187.2222 | 1205.591 | 1205.591 | 37077.436 | 47062.7444 | 24 | Steam : backpressure turbine | 10.5719 | 91.1343 | 8.6204 | 88.005 | 88.005 | 0.54242 | 0.53748 | 8.5429 | Auto CHP Paper Heat 2002 | 10.0901 | 0 | 0
Steam: condensing turbine | 10 | 10 | 283.3333 | 63.462 | 63.462 | 2980.181 | 3547.0397 | 1 | Steam: condensing turbine | 10 | 283.3333 | 28.3333 | 90.4598 | 90.4598 | 0.72445 | 0.33349 | 13.0445 | Auto CHP Refineries Heat 2002 | 31.2341 | 0 | 0
Gas turbine with heat recovery | 725.617 | 725.617 | 2812.1667 | 4609.789 | 4609.789 | 50669.412 | 79038.7774 | 65 | Gas turbine with heat recovery | 11.1633 | 43.2641 | 3.8756 | 85.1034 | 85.1034 | 0.72522 | 0.57128 | 3.0532 | Auto CHP Others Heat 2002 | 27.9124 | 0 | 0
Internal combustion engine | 1454.872 | 1454.872 | 2171.8553 | 4913.566 | 4913.566 | 25665.342 | 52560.6148 | 3410 | Internal combustion engine | 0.42665 | 0.63691 | 1.4928 | 82.4842 | 82.4842 | 0.38554 | 0.37468 | 1.4509 |  |  | 0 | 0
Others | [8 empty] | Others | [8 empty] | Auto CHP Total Consumption 2002 | 170.5078 | 0 | 0
Sub-Total | 3151.544 | 3151.544 | 9185.2175 | 15272.193 | 15272.193 | 147065.988 | 233462.3988 | 3515 | TOTAL | 0.8966 | 2.6131 | 2.9145 | 86.5432 | 86.5432 | 0.55319 | 0.50765 | 2.6749 | Auto CHP ISI Consumption 2002 | 3.9741
2 : Units with a non-CHP component (rdmt < 75%) | Maximum capacity |  |  | Production |  |  | Fuel | Number | 2 : Units with a non-CHP component (rdmt < 75%) | Capacity ratios |  |  | Production ratios |  |  |  |  | Auto CHP Chemical consumption 2002 | 52.5714
| Electrical |  | Heat | Electricity |  | Heat | Input | of |  | Average |  | Heat to | Efficiency | Efficiency | Load factor |  | Heat to | Auto CHP Paper conumption 2002 | 16.431
Type of cycle | CHP | Gross | Net | ECHP | Gross | Net |  | units | Type of cycle | Electricity | Heat | Electricity | In/out (G) | In/out (N) | Electricity | Heat | Electricity | Auto CHP Refineries consumption 2002 | 47.926
| MW | MW | MW | GWh | GWh | TJ | TJ(NVC) | n |  | MW | MW |  | % | % |  |  |  | Auto CHP Others consumption 2002 | 49.6053
Combined cycle | 3078.0417 | 3962.195 | 5209.9592 | 11818.6327 | 21586.59 | 57481.634 | 196167.6075 | 37 | Combined cycle | 83.1903 | 140.8097 | 1.6926 | 68.9173 | 50.9915 | 0.43832 | 0.34982 | 1.351 |  |  | 884.1533 | 9767.9573
Steam : backpressure turbine | 44.563 | 44.563 | 293.8889 | 40.574 | 40.574 | 963.87 | 1529.9104 | 4 | Steam : backpressure turbine | 11.1408 | 73.4722 | 6.5949 | 72.5491 | 72.5491 | 0.10394 | 0.10399 | 6.5988 | Mining and agglomeration of solid fuels | 0 | 0 | 0
Steam: condensing turbine | 220.5658 | 2134.2 | 735.2194 | 764.9297 | 12651.209 | 9179.156 | 119485.7595 | 7 | Steam: condensing turbine | 31.5094 | 105.0313 | 3.3333 | 45.7992 | 9.9869 | 0.39589 | 0.39585 | 3.3333 | Extraction of crude oil and nat. gas | 0.01375 | 1913.6342 | 11886.2793
Gas turbine with heat recovery | 176.1991 | 251.727 | 466.2628 | 620.4797 | 1258.399 | 5476.77 | 14563.5111 | 13 | Gas turbine with heat recovery | 13.5538 | 35.8664 | 2.6462 | 68.7129 | 52.9439 | 0.40199 | 0.37242 | 2.4519 | Coke ovens | 0 | 75.5279 | 637.9193
Internal combustion engine | 67.2498 | 85.173 | 109.0283 | 156.3205 | 256.696 | 950.589 | 3530.0664 | 153 | Internal combustion engine | 0.43954 | 0.7126 | 1.6212 | 53.1065 | 42.8701 | 0.26535 | 0.27644 | 1.6892 | Refineries | 0.37634 | 17.9232 | 100.3755
Others | [8 empty] | Others | [8 empty] | Extraction and processing of nuclear fuels | 0 | 0 | 0
Sub-Total | 3586.6194 | 6477.858 | 6814.3586 | 13400.9365 | 35793.468 | 74052.019 | 335276.8549 | 214 | TOTAL | 16.7599 | 31.8428 | 1.8999 | 60.5197 | 36.4759 | 0.42653 | 0.34455 | 1.535 | Iron and steel industry | 0.04831 | 2891.2386 | 22392.5315
TOTAL (1+2) | 6738.1634 | 9629.402 | 15999.5761 | 28673.1295 | 51065.661 | 221118.007 | 568739.2537 | 3729 | TOTAL (1+2) | 1.807 | 4.2906 | 2.3745 | 71.2021 | 57.0281 | 0.48577 | 0.43819 | 2.1421 | Non-ferrous metals | 0 | 2891.2386 | 22392.5315
[18 empty] | Chemical industry | 0.25058
Sector | Maximum capacity |  |  | Production |  |  | Fuel | Number | By sector | Capacity ratios |  |  | Production ratios |  |  |  |  | Non-metallic mineral products | 0.015276
| Electrical |  | Heat | Electricity |  | Heat | Input | of |  | Average |  | Heat to | Efficiency | Efficiency | Load factor |  | Heat to | Extraction | 0
| CHP | Gross | Net | ECHP | Gross | Net |  | units |  | Electricity | Heat | Electricity | In/out (G) | In/out (N) | Electricity | Heat | Electricity | Food products, beverages and tobacco | 0.31202
| MW | MW | MW | GWh | GWh | TJ | TJ(NVC) | n |  | MW | MW |  | % | % |  |  |  | Textile, clothing and leather | 0.0088
Public supply | 5151.7772 | 7987.041 | 9513.8819 | 19714.9915 | 41705.716 | 113015.728 | 398231.4654 | 2528 | Public supply | 2.0379 | 3.7634 | 1.8467 | 66.0812 | 46.2017 | 0.43685 | 0.37664 | 1.5924 | Paper and printing | 0.1577 | 2835.2638 | 21990.7245
[18 empty] | Metal products, machinery, equipment | 0.003497 | 0 | 0
Autoproducers | 1586.3863 | 1642.361 | 6485.6942 | 8958.1381 | 9359.945 | 108102.279 | 170507.7883 | 1201 | Autoproducers | 1.3209 | 5.4002 | 4.0883 | 83.1622 | 82.3139 | 0.64462 | 0.52847 | 3.3521 | Other industrial branches | 0.001795 | 55.9747 | 401.8069
Mining and agglomeration of solid fuels | [8 empty] | Mining and agglomeration of solid fuels | #DIV/0! | #DIV/0! | #DIV/0! | #DIV/0! | #DIV/0! | #DIV/0! | #DIV/0! | #DIV/0! | Transport | 0.00025 | 0 | 0
Extraction of crude oil and nat. gas | 13.75 | 13.75 | 48.6142 | 77.816 | 77.816 | 561.485 | 1048.5012 | 4 | Extraction of crude oil and nat. gas | 3.4375 | 12.1535 | 3.5356 | 80.2691 | 80.2691 | 0.64604 | 0.3662 | 2.0043 | Services, etc | 0.0045573 | 0 | 0
Coke ovens | [8 empty] | Coke ovens | #DIV/0! | #DIV/0! | #DIV/0! | #DIV/0! | #DIV/0! | #DIV/0! | #DIV/0! | #DIV/0! | Other | 0.39351 | 0 | 0
Refineries | 376.34 | 385.74 | 1651.6933 | 2524.6084 | 2665.994 | 31234.078 | 47926.0177 | 14 | Refineries | 26.8814 | 117.9781 | 4.3888 | 85.1973 | 84.1352 | 0.76579 | 0.59957 | 3.4366 |  |  | 9.4 | 141.3856
Extraction and processing of nuclear fuels | [8 empty] | Extraction and processing of nuclear fuels | #DIV/0! | #DIV/0! | #DIV/0! | #DIV/0! | #DIV/0! | #DIV/0! | #DIV/0! | #DIV/0! |  |  | 0 | 0
Iron and steel industry | 48.3097 | 53.648 | 284.2778 | 173.166 | 174.147 | 2948.005 | 3974.1353 | 9 | Iron and steel industry | 5.3677 | 31.5864 | 5.8845 | 89.955 | 89.8662 | 0.40919 | 0.3288 | 4.7289 |  |  | 5.3383 | 0.981
Non-ferrous metals | [8 empty] | Non-ferrous metals | #DIV/0! | #DIV/0! | #DIV/0! | #DIV/0! | #DIV/0! | #DIV/0! | #DIV/0! | #DIV/0! |  |  | 0 | 0
Chemical industry | 250.5786 | 281.64 | 1652.0219 | 1934.3973 | 2117.181 | 35917.614 | 52571.3721 | 17 | Chemical industry | 14.7399 | 97.1778 | 6.5928 | 82.8197 | 81.5681 | 0.88125 | 0.68934 | 5.1577 |  |  | 31.0614 | 182.7837
Non-metallic mineral products | 15.276 | 15.276 | 37.8464 | 48.276 | 48.276 | 530.489 | 744.9777 | 8 | Non-metallic mineral products | 1.9095 | 4.7308 | 2.4775 | 94.5374 | 94.5374 | 0.36076 | 0.44442 | 3.0524 |  |  | 0 | 0
Extraction | [8 empty] | Extraction | #DIV/0! | #DIV/0! | #DIV/0! | #DIV/0! | #DIV/0! | #DIV/0! | #DIV/0! | #DIV/0! |  |  | 0 | 0
Food products, beverages and tobacco | 312.0205 | 312.287 | 1565.3947 | 1495.065 | 1495.065 | 17702.931 | 28557.1424 | 61 | Food products, beverages and tobacco | 5.1151 | 25.6622 | 5.017 | 80.8385 | 80.8385 | 0.54698 | 0.35856 | 3.2891 |  |  | 0.2665 | 0
Textile, clothing and leather | 8.8 | 8.8 | 45.3667 | 28.303 | 28.303 | 468.164 | 631.9868 | 2 | Textile, clothing and leather | 4.4 | 22.6833 | 5.1553 | 90.2004 | 90.2004 | 0.36715 | 0.32719 | 4.5948 |  |  | 0 | 0
Paper and printing | 157.704 | 157.704 | 546.7492 | 1088.897 | 1088.897 | 10090.134 | 16430.9677 | 24 | Paper and printing | 6.571 | 22.7812 | 3.4669 | 85.2668 | 85.2668 | 0.78821 | 0.58513 | 2.574 |  |  | 0 | 0
Metal products, machinery, equipment | 3.497 | 3.497 | 4.8975 | 5.876 | 5.876 | 32.621 | 66.4366 | 6 | Metal products, machinery, equipment | 0.58283 | 0.81625 | 1.4005 | 80.9412 | 80.9412 | 0.19181 | 0.21119 | 1.5421 |  |  | 0 | 0
Other industrial branches | 1.795 | 1.795 | 2.9633 | 3.442 | 3.442 | 20.674 | 50.3233 | 5 | Other industrial branches | 0.359 | 0.59267 | 1.6509 | 65.7055 | 65.7055 | 0.2189 | 0.2212 | 1.6684 |  |  | 0 | 0
Transport | 0.25 | 0.25 | 0.40278 | 0 | 0 | 0 | 0 | 1 | Transport | 0.25 | 0.40278 | 1.6111 | #DIV/0! | #DIV/0! | 0 | 0 | #DIV/0! |  |  | 0 | 0
Services, etc | 4.5573 | 5.202 | 7.8283 | 11.547 | 11.548 | 59.674 | 124.1218 | 19 | Services, etc | 0.23986 | 0.41202 | 1.7177 | 81.5706 | 81.5677 | 0.28924 | 0.24169 | 1.4355 |  |  | 0.64467 | 0.001
Other | 393.5082 | 402.772 | 637.6381 | 1566.7443 | 1643.4 | 8536.41 | 18381.8056 | 1031 | Other | [10 empty] | 9.2638 | 76.6557
TOTAL | 6738.1634 | 9629.402 | 15999.5761 | 28673.1295 | 51065.661 | 221118.007 | 568739.2537 | 3729 | TOTAL | 1.807 | 4.2906 | 2.3745 | 71.2021 | 57.0281 | 0.48577 | 0.43819 | 2.1421 |  |  | 2891.2386 | 22392.5315
Type of fuel | Maximum capacity |  |  | Maximum production |  |  | Fuel | Number
| Electricity |  | Heat | Electricity |  | Heat | Input | of
| CHP | Gross | Net | ECHP | Gross | Net |  | units
| MW | MW | MW | GWh | GWh | MW | TJ(NVC) | n
Single-fuel fired units
Solid | 78.75 | 144 | 105 | 172.9167 | 808 | 830 | 7287.221 | 1
Liquid | 4.5377 | 7.46 | 7.5183 | 17.3092 | 45.714 | 103.649 | 449.4151 | 4
Gas | 4712.0971 | 5703.573 | 9081.4083 | 17178.5739 | 27124.131 | 106761.316 | 270786.686 | 3559
Others | 6.2562 | 24.015 | 58.3322 | 23.3438 | 126.05 | 551.45 | 2472.182 | 9
Multi-fuel fired units
Solid & liquid
Liquid & gas | 1264.355 | 1268.386 | 4566.6881 | 8406.1407 | 8496.448 | 76512.003 | 130052.7018 | 25
Solid & liquid & gas
Others | 672.1675 | 2481.968 | 2180.6292 | 2874.8453 | 14465.318 | 36359.589 | 157691.0478 | 131
TOTAL | 6738.1634 | 9629.402 | 15999.5761 | 28673.1295 | 51065.661 | 221118.007 | 568739.2537 | 3729
Austria | [7 empty] | 2002 | Austria | [7 empty] | 2002
1 : Completely CHP –units rdmt>= 75%) | Maximum capacity |  |  | Production |  |  | Fuel | Number | 1 : Completely CHP –units rdmt>= 75%) | Capacity ratios |  |  | Production ratios
| Electrical |  | Heat | Electricity |  | Heat | Input | of |  | Average |  | Heat to | Efficiency | Efficiency | Load factor |  | Heat to | Austria
Type of cycle | CHP | Gross | Net | ECHP | Gross | Net |  | units | Type of cycle | Electricity | Heat | Electricity | In/out (G) | In/out (N) | Electricity | Heat | Electricity | Auto CHP Heat production 2002 | 57.2753
| MW | MW | MW | GWh | GWh | TJ | TJ(NVC) | n |  | MW | MW |  | % | % |  |  |  | Auto CHP ISI Heat 2002 | 2.2712
Combined cycle | 19.6 | 19.6 | 84 | 119.746 | 119.746 | 1500.8868 | 2212.992 | 1 | Combined cycle | 19.6 | 84 | 4.2857 | 87.3014 | 87.3014 | 0.69743 | 0.56652 | 3.4816 | Auto CHP Chemical Heat 2002 | 9.0088 | 0 | 0
Steam : backpressure turbine | 366.6 | 366.6 | 1902.467 | 1925.322 | 1925.322 | 32424.8796 | 45475.2632 | 21 | Steam : backpressure turbine | 17.4571 | 90.5937 | 5.1895 | 86.5438 | 86.5438 | 0.59952 | 0.54039 | 4.6781 | Auto CHP Paper Heat 2002 | 28.3282 | 0 | 0
Steam: condensing turbine | 63.444 | 63.444 | 145.825 | 151.511 | 151.511 | 1477.5876 | 2240.4673 | 2 | Steam: condensing turbine | 31.722 | 72.9125 | 2.2985 | 90.2949 | 90.2949 | 0.27261 | 0.32127 | 2.709 | Auto CHP Refineries Heat 2002 | 9.5562 | 0 | 0
Gas turbine with heat recovery | 4.871 | 4.871 | 8.71 | 12.925 | 12.925 | 99.108 | 174.5283 | 1 | Gas turbine with heat recovery | 4.871 | 8.71 | 1.7881 | 83.4466 | 83.4466 | 0.30291 | 0.36077 | 2.13 | Auto CHP Others Heat 2002 | 8.1109 | 0 | 0
Internal combustion engine | 35.544 | 35.544 | 47.368 | 181.757 | 181.757 | 936.6804 | 1913.6667 | 8 | Internal combustion engine | 4.443 | 5.921 | 1.3327 | 83.1391 | 83.1391 | 0.58374 | 0.62697 | 1.4315 |  |  | 0 | 0
Others | [8 empty] | Others | [8 empty] | Auto CHP Total Consumption 2002 | 120.4874 | 0 | 0
Sub-Total | 490.059 | 490.059 | 2188.37 | 2391.261 | 2391.261 | 36439.1424 | 52016.9175 | 33 | TOTAL | 14.8503 | 66.3142 | 4.4655 | 86.602 | 86.602 | 0.55702 | 0.52795 | 4.2329 | Auto CHP ISI Consumption 2002 | 17.7402
2 : Units with a non-CHP component (rdmt < 75%) | Maximum capacity |  |  | Production |  |  | Fuel | Number | 2 : Units with a non-CHP component (rdmt < 75%) | Capacity ratios |  |  | Production ratios |  |  |  |  | Auto CHP Chemical consumption 2002 | 12.1014
| Electrical |  | Heat | Electricity |  | Heat | Input | of |  | Average |  | Heat to | Efficiency | Efficiency | Load factor |  | Heat to | Auto CHP Paper conumption 2002 | 60.7903
Type of cycle | CHP | Gross | Net | ECHP | Gross | Net |  | units | Type of cycle | Electricity | Heat | Electricity | In/out (G) | In/out (N) | Electricity | Heat | Electricity | Auto CHP Refineries consumption 2002 | 16.0975
| MW | MW | MW | GWh | GWh | TJ | TJ(NVC) | n |  | MW | MW |  | % | % |  |  |  | Auto CHP Others consumption 2002 | 13.7579
Combined cycle | 684.05 | 746.8 | 929 | 2458.857 | 3707.746 | 10798.4016 | 39061.8753 | 16 | Combined cycle | 42.7531 | 58.0625 | 1.3581 | 61.8155 | 50.3055 | 0.41034 | 0.36854 | 1.2199 |  |  | 62.75 | 1248.889
Steam : backpressure turbine | 152.718 | 152.718 | 688.298 | 691.5657 | 882.836 | 8131.1076 | 28437.347 | 23 | Steam : backpressure turbine | 6.6399 | 29.926 | 4.507 | 39.7692 | 37.3479 | 0.51694 | 0.37456 | 3.266 | Mining and agglomeration of solid fuels | 0 | 0 | 191.2703
Steam: condensing turbine | 1544.222 | 2762.722 | 2070.85 | 2841.8371 | 9441.327 | 26890.9956 | 98031.7531 | 24 | Steam: condensing turbine | 64.3426 | 86.2854 | 1.341 | 62.1021 | 37.8669 | 0.21008 | 0.41172 | 2.6285 | Extraction of crude oil and nat. gas | 0.0077 | 1218.5 | 6599.4899
Gas turbine with heat recovery | [8 empty] | Gas turbine with heat recovery | #DIV/0! | #DIV/0! | #DIV/0! | #DIV/0! | #DIV/0! | #DIV/0! | #DIV/0! | #DIV/0! | Coke ovens | 0 | 0 | 0
Internal combustion engine | 30.605 | 33.93 | 69.547 | 137.852 | 137.852 | 859.7448 | 2025.6088 | 19 | Internal combustion engine | 1.6108 | 3.6604 | 2.2724 | 66.9434 | 66.9434 | 0.51418 | 0.39195 | 1.7324 | Refineries | 0.12 | 3.325 | 0
Others | [8 empty] | Others | [8 empty] | Extraction and processing of nuclear fuels | 0 | 0 | 0
Sub-Total | 2411.595 | 3696.17 | 3757.695 | 6130.1118 | 14169.761 | 46680.2496 | 167556.5841 | 82 | TOTAL | 29.4097 | 45.8255 | 1.5582 | 58.3035 | 41.0301 | 0.29017 | 0.39387 | 2.1153 | Iron and steel industry | 0.21275 | 1284.575 | 8039.6492
TOTAL (1+2) | 2901.654 | 4186.229 | 5946.065 | 8521.3728 | 16561.022 | 83119.392 | 219573.5016 | 115 | TOTAL (1+2) | 25.2318 | 51.7049 | 2.0492 | 65.0074 | 51.8261 | 0.33524 | 0.44322 | 2.7095 | Non-ferrous metals | 0 | 1284.575 | 8039.6492
[18 empty] | Chemical industry | 0.087575
Sector | Maximum capacity |  |  | Production |  |  | Fuel | Number | By sector | Capacity ratios |  |  | Production ratios |  |  |  |  | Non-metallic mineral products | 0
| Electrical |  | Heat | Electricity |  | Heat | Input | of |  | Average |  | Heat to | Efficiency | Efficiency | Load factor |  | Heat to | Extraction | 0
| CHP | Gross | Net | ECHP | Gross | Net |  | units |  | Electricity | Heat | Electricity | In/out (G) | In/out (N) | Electricity | Heat | Electricity | Food products, beverages and tobacco | 0.0719
| MW | MW | MW | GWh | GWh | TJ | TJ(NVC) | n |  | MW | MW |  | % | % |  |  |  | Textile, clothing and leather | 0.017332
Public supply | 1862.727 | 3107.602 | 2615.6 | 3531.6915 | 10139.627 | 25844.1048 | 99086.1237 | 59 | Public supply | 31.5716 | 44.3322 | 1.4042 | 62.9218 | 38.9138 | 0.21644 | 0.31328 | 2.0327 | Paper and printing | 0.48565 | 1244.875 | 6607.9356
[18 empty] | Metal products, machinery, equipment | 0.010702 | 0 | 0
Autoproducers | 1038.927 | 1078.627 | 3330.465 | 4989.6821 | 6421.395 | 57275.2872 | 120487.378 | 56 | Autoproducers | 18.5523 | 59.4726 | 3.2057 | 66.7226 | 62.4448 | 0.54826 | 0.54526 | 3.1885 | Other industrial branches | 0.015868 | 39.7 | 1431.7129
Mining and agglomeration of solid fuels | [8 empty] | Mining and agglomeration of solid fuels | #DIV/0! | #DIV/0! | #DIV/0! | #DIV/0! | #DIV/0! | #DIV/0! | #DIV/0! | #DIV/0! | Transport | 0 | 0 | 0
Extraction of crude oil and nat. gas | 7.7 | 7.7 | 12.719 | 49.0008 | 49.316 | 294.0048 | 673.5111 | 3 | Extraction of crude oil and nat. gas | 2.5667 | 4.2397 | 1.6518 | 70.0126 | 69.8441 | 0.72645 | 0.7329 | 1.6667 | Services, etc | 0.00945 | 0 | 0.3152
Coke ovens | [8 empty] | Coke ovens | #DIV/0! | #DIV/0! | #DIV/0! | #DIV/0! | #DIV/0! | #DIV/0! | #DIV/0! | #DIV/0! | Other | 0 | 0 | 0
Refineries | 120 | 120 | 225 | 763.165 | 763.165 | 9556.1568 | 16097.5142 | 1 | Refineries | 120 | 225 | 1.875 | 76.4314 | 76.4314 | 0.72599 | 1.3466 | 3.4783 |  |  | 0 | 0
Extraction and processing of nuclear fuels | [8 empty] | Extraction and processing of nuclear fuels | #DIV/0! | #DIV/0! | #DIV/0! | #DIV/0! | #DIV/0! | #DIV/0! | #DIV/0! | #DIV/0! |  |  | 0 | 0
Iron and steel industry | 212.75 | 251 | 301.5 | 412.6404 | 1608.21 | 2271.2004 | 17740.1822 | 7 | Iron and steel industry | 30.3929 | 43.0714 | 1.4172 | 45.4378 | 21.1763 | 0.22141 | 0.23884 | 1.5289 |  |  | 38.25 | 1195.5696
Non-ferrous metals | [8 empty] | Non-ferrous metals | #DIV/0! | #DIV/0! | #DIV/0! | #DIV/0! | #DIV/0! | #DIV/0! | #DIV/0! | #DIV/0! |  |  | 0 | 0
Chemical industry | 87.575 | 89.025 | 385.732 | 516.1575 | 542.079 | 9008.8164 | 12101.4354 | 6 | Chemical industry | 14.5958 | 64.2887 | 4.4046 | 90.5703 | 89.7991 | 0.67282 | 0.7405 | 4.8482 |  |  | 1.45 | 25.9215
Non-metallic mineral products | [8 empty] | Non-metallic mineral products | #DIV/0! | #DIV/0! | #DIV/0! | #DIV/0! | #DIV/0! | #DIV/0! | #DIV/0! | #DIV/0! |  |  | 0 | 0
Extraction | [8 empty] | Extraction | #DIV/0! | #DIV/0! | #DIV/0! | #DIV/0! | #DIV/0! | #DIV/0! | #DIV/0! | #DIV/0! |  |  | 0 | 0
Food products, beverages and tobacco | 71.9 | 71.9 | 454.886 | 281.6567 | 297.214 | 4775.1948 | 7210.6984 | 6 | Food products, beverages and tobacco | 11.9833 | 75.8143 | 6.3266 | 81.0624 | 80.2857 | 0.44718 | 0.33284 | 4.7094 |  |  | 0 | 15.5573
Textile, clothing and leather | 17.332 | 17.332 | 69.6 | 49.064 | 49.064 | 1015.0812 | 1324.6548 | 3 | Textile, clothing and leather | 5.7773 | 23.2 | 4.0157 | 89.9639 | 89.9639 | 0.32315 | 0.46242 | 5.7469 |  |  | 0 | 0
Paper and printing | 485.65 | 485.65 | 1743.697 | 2805.7028 | 2985.424 | 28328.2488 | 60790.3183 | 21 | Paper and printing | 23.1262 | 83.0332 | 3.5904 | 64.2796 | 63.2153 | 0.6595 | 0.5151 | 2.8046 |  |  | 0 | 179.7212
Metal products, machinery, equipment | 10.702 | 10.702 | 12.871 | 11.4379 | 26.066 | 80.1684 | 263.7381 | 4 | Metal products, machinery, equipment | 2.6755 | 3.2178 | 1.2027 | 65.9768 | 46.0096 | 0.122 | 0.19749 | 1.9469 |  |  | 0 | 14.6281
Other industrial branches | 15.868 | 15.868 | 84.46 | 52.995 | 52.995 | 937.656 | 1494.1162 | 4 | Other industrial branches | 3.967 | 21.115 | 5.3227 | 75.5255 | 75.5255 | 0.38125 | 0.35199 | 4.9148 |  |  | 0 | 0
Transport | [8 empty] | Transport | #DIV/0! | #DIV/0! | #DIV/0! | #DIV/0! | #DIV/0! | #DIV/0! | #DIV/0! | #DIV/0! |  |  | 0 | 0
Services, etc | 9.45 | 9.45 | 40 | 47.862 | 47.862 | 1008.7596 | 2791.2092 | 1 | Services, etc | 9.45 | 40 | 4.2328 | 42.3137 | 42.3137 | 0.57817 | 0.7996 | 5.8546 |  |  | 0 | 0
Other | [8 empty] | Other | [10 empty] | 0 | 0
TOTAL | 2901.654 | 4186.229 | 5946.065 | 8521.3736 | 16561.022 | 83119.392 | 219573.5016 | 115 | TOTAL | 25.2318 | 51.7049 | 2.0492 | 65.0074 | 51.8261 | 0.33524 | 0.44322 | 2.7095 |  |  | 1284.575 | 8039.6484
Type of fuel | Maximum capacity |  |  | Maximum production |  |  | Fuel | Number
| Electricity |  | Heat | Electricity |  | Heat | Input | of
| CHP | Gross | Net | ECHP | Gross | Net |  | units
| MW | MW | MW | GWh | GWh | MW | TJ(NVC) | n
Single-fuel fired units
Solid | 20.25 | 454 | 45 | 38.4516 | 1693.125 | 307.6128 | 15745.0184 | 2
Liquid | 21.231 | 23.106 | 63.195 | 69.9947 | 70.255 | 1005.7968 | 1388.5784 | 8
Gas | 467.44 | 716.39 | 1589.065 | 1853.6241 | 3299.61 | 17154.7524 | 37672.8972 | 52
Others | 27.189 | 27.189 | 141.76 | 110.547 | 110.547 | 2990.3508 | 5714.6275 | 5
Multi-fuel fired units
Solid & liquid | 11.25 | 220 | 25 | 10.7505 | 649.299 | 86.004 | 5987.6592 | 2
Liquid & gas | 1368.8 | 1665.8 | 1768.5 | 2995.2025 | 4894.2 | 24405.0948 | 58116.51 | 18
Solid & liquid & gas | 82 | 138 | 172.1 | 264.1422 | 421.156 | 2192.49 | 6358.0517 | 5
Others | 903.494 | 941.744 | 2141.445 | 3178.5727 | 5422.83 | 34977.2904 | 88590.1593 | 23
TOTAL | 2901.654 | 4186.229 | 5946.065 | 8521.2855 | 16561.022 | 83119.392 | 219573.5016 | 115
Portugal | [7 empty] | 2002 | Portugal | [7 empty] | 2002
1 : Completely CHP –units rdmt>= 75%) | Maximum capacity |  |  | Production |  |  | Fuel | Number | 1 : Completely CHP –units rdmt>= 75%) | Capacity ratios |  |  | Production ratios
| Electrical |  | Heat | Electricity |  | Heat | Input | of |  | Average |  | Heat to | Efficiency | Efficiency | Load factor |  | Heat to | Portugal
Type of cycle | CHP | Gross | Net | ECHP | Gross | Net |  | units | Type of cycle | Electricity | Heat | Electricity | In/out (G) | In/out (N) | Electricity | Heat | Electricity | Auto CHP Heat production 2002 | 39.4171
| MW | MW | MW | GWh | GWh | TJ | TJ(NVC) | n |  | MW | MW |  | % | % |  |  |  | Auto CHP ISI Heat 2002 | 0
Combined cycle | 0 | 0 | 0 | 0 | 0 | 0 | 0 | 0 | Combined cycle | #DIV/0! | #DIV/0! | #DIV/0! | #DIV/0! | #DIV/0! | #DIV/0! | #DIV/0! | #DIV/0! | Auto CHP Chemical Heat 2002 | 3.2627 | 0 | 0
Steam : backpressure turbine | 85.0443 | 85.0443 | 786.6891 | 316.8301 | 316.8301 | 7451.4451 | 10186.349 | 22 | Steam : backpressure turbine | 3.8657 | 35.7586 | 9.2503 | 84.3485 | 84.3485 | 0.42528 | 0.30032 | 6.533 | Auto CHP Paper Heat 2002 | 22.2429 | 0 | 0
Steam: condensing turbine | 145.3102 | 145.3102 | 1033.2672 | 839.6237 | 839.6237 | 15978.3505 | 22711.3837 | 11 | Steam: condensing turbine | 13.21 | 93.9334 | 7.1108 | 83.6629 | 83.6629 | 0.65961 | 0.4903 | 5.2862 | Auto CHP Refineries Heat 2002 | 12.1833 | 0 | 0
Gas turbine with heat recovery | 78.7 | 78.7 | 171.3816 | 301.3942 | 301.3942 | 2365.785 | 3950.4276 | 8 | Gas turbine with heat recovery | 9.8375 | 21.4227 | 2.1777 | 87.3527 | 87.3527 | 0.43718 | 0.43768 | 2.1804 | Auto CHP Others Heat 2002 | 1.7282 | 0 | 0
Internal combustion engine | 46.7932 | 46.7932 | 73.0599 | 196.2478 | 196.2478 | 1220.7825 | 2216.0384 | 19 | Internal combustion engine | 2.4628 | 3.8453 | 1.5613 | 86.9694 | 86.9694 | 0.47876 | 0.52979 | 1.7279 |  |  | 0 | 0
Others | [8 empty] | Others | [8 empty] | Auto CHP Total Consumption 2002 | 62.4974 | 0 | 0
Sub-Total | 355.8477 | 355.8477 | 2064.3978 | 1654.0958 | 1654.0958 | 27016.3631 | 39064.1987 | 60 | TOTAL | 5.9308 | 34.4066 | 5.8014 | 84.4024 | 84.4024 | 0.53063 | 0.41493 | 4.5369 | Auto CHP ISI Consumption 2002 | 0
2 : Units with a non-CHP component (rdmt < 75%) | Maximum capacity |  |  | Production |  |  | Fuel | Number | 2 : Units with a non-CHP component (rdmt < 75%) | Capacity ratios |  |  | Production ratios |  |  |  |  | Auto CHP Chemical consumption 2002 | 5.3403
| Electrical |  | Heat | Electricity |  | Heat | Input | of |  | Average |  | Heat to | Efficiency | Efficiency | Load factor |  | Heat to | Auto CHP Paper conumption 2002 | 36.7656
Type of cycle | CHP | Gross | Net | ECHP | Gross | Net |  | units | Type of cycle | Electricity | Heat | Electricity | In/out (G) | In/out (N) | Electricity | Heat | Electricity | Auto CHP Refineries consumption 2002 | 16.0701
| MW | MW | MW | GWh | GWh | TJ | TJ(NVC) | n |  | MW | MW |  | % | % |  |  |  | Auto CHP Others consumption 2002 | 4.3214
Combined cycle | 0 | 0 | 0 | 0 | 0 | 0 | 0 | 0 | Combined cycle | #DIV/0! | #DIV/0! | #DIV/0! | #DIV/0! | #DIV/0! | #DIV/0! | #DIV/0! | #DIV/0! |  |  | 0 | 0
Steam : backpressure turbine | 191.469 | 191.469 | 1456.9259 | 871.5727 | 927.2796 | 17727.3369 | 30368.1658 | 18 | Steam : backpressure turbine | 10.6372 | 80.9403 | 7.6092 | 69.3672 | 68.7068 | 0.51964 | 0.38579 | 5.6499 | Mining and agglomeration of solid fuels | 0 | 0 | 55.7068
Steam: condensing turbine | 60.9075 | 60.9075 | 376.1355 | 159.2348 | 214.3653 | 2279.7997 | 4324.5411 | 2 | Steam: condensing turbine | 30.4538 | 188.0678 | 6.1755 | 70.5627 | 65.9734 | 0.29844 | 0.19217 | 3.977 | Extraction of crude oil and nat. gas | 0 | 0 | 55.1305
Gas turbine with heat recovery | 63.649 | 76.8 | 82.5116 | 367.8395 | 444.5028 | 1713.425 | 4563.6684 | 3 | Gas turbine with heat recovery | 21.2163 | 27.5039 | 1.2964 | 72.609 | 66.5615 | 0.65972 | 0.65841 | 1.2939 | Coke ovens | 0 | 13.151 | 76.6633
Internal combustion engine | 305.7776 | 370.4362 | 146.2969 | 1446.0574 | 1741.0156 | 2522.9074 | 15344.7307 | 111 | Internal combustion engine | 2.7548 | 1.318 | 0.47844 | 57.2872 | 50.3672 | 0.53985 | 0.54678 | 0.48463 | Refineries | 0.11401 | 64.6587 | 294.9581
Others | 40.6868 | 40.6868 | 204.3662 | 104.4856 | 104.4856 | 3104.4171 | 5181.8221 | 1 | Others | [8 empty] | Extraction and processing of nuclear fuels | 0 | 0 | 0
Sub-Total | 662.4899 | 740.2996 | 2266.2362 | 2949.1901 | 3431.6488 | 27347.886 | 59782.9281 | 135 | TOTAL | 4.9073 | 16.7869 | 3.4208 | 66.41 | 63.5047 | 0.50818 | 0.38262 | 2.5758 | Iron and steel industry | 0 | 77.8097 | 482.4587
TOTAL (1+2) | 1018.3376 | 1096.1473 | 4330.634 | 4603.2859 | 5085.7446 | 54364.2491 | 98847.1267 | 195 | TOTAL (1+2) | 5.2222 | 22.2084 | 4.2527 | 73.5205 | 71.7634 | 0.51603 | 0.39802 | 3.2805 | Non-ferrous metals | 0 | 77.8097 | 482.4587
[18 empty] | Chemical industry | 0.0837
Sector | Maximum capacity |  |  | Production |  |  | Fuel | Number | By sector | Capacity ratios |  |  | Production ratios |  |  |  |  | Non-metallic mineral products | 0.010961
| Electrical |  | Heat | Electricity |  | Heat | Input | of |  | Average |  | Heat to | Efficiency | Efficiency | Load factor |  | Heat to | Extraction | 0.0079
| CHP | Gross | Net | ECHP | Gross | Net |  | units |  | Electricity | Heat | Electricity | In/out (G) | In/out (N) | Electricity | Heat | Electricity | Food products, beverages and tobacco | 0.01441
| MW | MW | MW | GWh | GWh | TJ | TJ(NVC) | n |  | MW | MW |  | % | % |  |  |  | Textile, clothing and leather | 0.017393
Public supply | 533.6206 | 595.6199 | 1465.0627 | 2348.7445 | 2781.5406 | 14947.1729 | 36349.7122 | 110 | Public supply | 4.8511 | 13.3188 | 2.7455 | 68.6683 | 64.3819 | 0.50246 | 0.32348 | 1.7677 | Paper and printing | 0.1959 | 61.9993 | 432.796
[18 empty] | Metal products, machinery, equipment | 0 | 0 | 0
Autoproducers | 484.7171 | 500.5274 | 2865.5713 | 2254.5414 | 2304.2041 | 39417.0763 | 62497.4145 | 85 | Autoproducers | 5.7026 | 33.7126 | 5.9118 | 76.3427 | 76.0566 | 0.53096 | 0.43613 | 4.8565 | Other industrial branches | 0.0081393 | 15.8104 | 49.6627
Mining and agglomeration of solid fuels | 0 | 0 | 0 | 0 | 0 | 0 | 0 | 0 | Mining and agglomeration of solid fuels | #DIV/0! | #DIV/0! | #DIV/0! | #DIV/0! | #DIV/0! | #DIV/0! | #DIV/0! | #DIV/0! | Transport | 0.0056 | 0 | 0
Extraction of crude oil and nat. gas | 0 | 0 | 0 | 0 | 0 | 0 | 0 | 0 | Extraction of crude oil and nat. gas | #DIV/0! | #DIV/0! | #DIV/0! | #DIV/0! | #DIV/0! | #DIV/0! | #DIV/0! | #DIV/0! | Services, etc | 0.026705 | 0 | 0
Coke ovens | 0 | 0 | 0 | 0 | 0 | 0 | 0 | 0 | Coke ovens | #DIV/0! | #DIV/0! | #DIV/0! | #DIV/0! | #DIV/0! | #DIV/0! | #DIV/0! | #DIV/0! | Other | 0 | 0 | 0
Refineries | 114.0065 | 114.0065 | 748.686 | 555.2771 | 555.2771 | 12183.2589 | 16070.1121 | 7 | Refineries | 16.2866 | 106.9551 | 6.567 | 88.2524 | 88.2524 | 0.556 | 0.51595 | 6.0947 |  |  | 0 | 0
Extraction and processing of nuclear fuels | 0 | 0 | 0 | 0 | 0 | 0 | 0 | 0 | Extraction and processing of nuclear fuels | #DIV/0! | #DIV/0! | #DIV/0! | #DIV/0! | #DIV/0! | #DIV/0! | #DIV/0! | #DIV/0! |  |  | 0 | 0
Iron and steel industry | 0 | 0 | 0 | 0 | 0 | 0 | 0 | 0 | Iron and steel industry | #DIV/0! | #DIV/0! | #DIV/0! | #DIV/0! | #DIV/0! | #DIV/0! | #DIV/0! | #DIV/0! |  |  | 0 | 0
Non-ferrous metals | 0 | 0 | 0 | 0 | 0 | 0 | 0 | 0 | Non-ferrous metals | #DIV/0! | #DIV/0! | #DIV/0! | #DIV/0! | #DIV/0! | #DIV/0! | #DIV/0! | #DIV/0! |  |  | 0 | 0
Chemical industry | 83.7 | 83.7 | 393.2885 | 194.0252 | 194.0252 | 3262.6706 | 5340.3137 | 5 | Chemical industry | 16.74 | 78.6577 | 4.6988 | 74.1747 | 74.1747 | 0.26462 | 0.26303 | 4.671 |  |  | 0 | 0
Non-metallic mineral products | 10.9611 | 11.778 | 15.7312 | 55.6791 | 59.7302 | 282.8648 | 644.9257 | 6 | Non-metallic mineral products | 1.8269 | 2.6219 | 1.4352 | 77.2017 | 74.9404 | 0.57987 | 0.57011 | 1.4112 |  |  | 0.81688 | 4.0511
Extraction | 7.9 | 7.9 | 16.6784 | 33.4544 | 33.4544 | 254.2625 | 489.0541 | 2 | Extraction | 3.95 | 8.3392 | 2.1112 | 76.617 | 76.617 | 0.48342 | 0.48336 | 2.1112 |  |  | 0 | 0
Food products, beverages and tobacco | 14.4095 | 14.6 | 140.9923 | 34.0524 | 34.9448 | 419.77 | 786.0974 | 8 | Food products, beverages and tobacco | 1.8012 | 17.624 | 9.7847 | 69.4025 | 68.9938 | 0.26977 | 0.094397 | 3.4242 |  |  | 0.19048 | 0.89245
Textile, clothing and leather | 17.3926 | 21.2608 | 7.9757 | 74.852 | 86.89 | 139.9458 | 791.654 | 5 | Textile, clothing and leather | 3.4785 | 1.5951 | 0.45857 | 57.1903 | 51.7161 | 0.49129 | 0.55633 | 0.51934 |  |  | 3.8683 | 12.038
Paper and printing | 195.9034 | 202.3148 | 1421.0507 | 1186.8102 | 1210.5815 | 22242.9249 | 36765.5919 | 23 | Paper and printing | 8.5175 | 61.7848 | 7.2538 | 72.353 | 72.1203 | 0.69157 | 0.49628 | 5.206 |  |  | 6.4114 | 23.7713
Metal products, machinery, equipment | 0 | 0 | 0 | 0 | 0 | 0 | 0 | 0 | Metal products, machinery, equipment | #DIV/0! | #DIV/0! | #DIV/0! | #DIV/0! | #DIV/0! | #DIV/0! | #DIV/0! | #DIV/0! |  |  | 0 | 0
Other industrial branches | 8.1393 | 10.3347 | 3.1669 | 21.6274 | 23.4297 | 44.519 | 200.3415 | 2 | Other industrial branches | 4.0696 | 1.5834 | 0.38908 | 64.3232 | 61.0846 | 0.30333 | 0.44572 | 0.57179 |  |  | 2.1954 | 1.8023
Transport | 5.6 | 5.6 | 4.7706 | 22.3928 | 22.3928 | 68.6745 | 212.4748 | 2 | Transport | 2.8 | 2.3853 | 0.85189 | 70.2618 | 70.2618 | 0.45647 | 0.45642 | 0.85189 |  |  | 0 | 0
Services, etc | 26.7047 | 29.0327 | 113.231 | 76.3709 | 83.4785 | 518.1851 | 1196.8493 | 25 | Services, etc | 1.0682 | 4.5292 | 4.2401 | 68.4052 | 66.2673 | 0.32646 | 0.1451 | 1.8848 |  |  | 2.328 | 7.1076
Other | [8 empty] | Other | [10 empty] | 0 | 0
TOTAL | 1018.3376 | 1096.1473 | 4330.634 | 4603.2859 | 5085.7446 | 54364.2491 | 98847.1267 | 195 | TOTAL | 5.2222 | 22.2084 | 4.2527 | 73.5205 | 71.7634 | 0.51603 | 0.39802 | 3.2805 |  |  | 77.8097 | 482.4587
Type of fuel | Maximum capacity |  |  | Maximum production |  |  | Fuel | Number
| Electricity |  | Heat | Electricity |  | Heat | Input | of
| CHP | Gross | Net | ECHP | Gross | Net |  | units
| MW | MW | MW | GWh | GWh | MW | TJ(NVC) | n
Single-fuel fired units
Solid | 0 | 0 | 0 | 0 | 0 | 0 | 0 | 0
Liquid | 341.8204 | 399.8901 | 983.9642 | 1454.6213 | 1837.6563 | 6691.69 | 20904.5858 | 77
Gas | 240.4482 | 257.3101 | 351.9873 | 1089.3878 | 1177.1562 | 5656.0167 | 12795.3344 | 64
Others | 6.053 | 6.4622 | 73.278 | 13.2057 | 13.6371 | 329.5809 | 496.1909 | 17
Multi-fuel fired units
Solid & liquid | 0 | 0 | 0 | 0 | 0 | 0 | 0 | 0
Liquid & gas | 8.2 | 8.2 | 162.3012 | 25.0777 | 25.0777 | 707.717 | 1018.3953 | 4
Solid & liquid & gas | 0 | 0 | 0 | 0 | 0 | 0 | 0 | 0
Others | 421.816 | 424.2848 | 2759.1033 | 2020.9935 | 2032.2172 | 40979.2446 | 63632.6203 | 33
TOTAL | 1018.3376 | 1096.1473 | 4330.634 | 4603.2859 | 5085.7446 | 54364.2491 | 98847.1267 | 195
Finland | [7 empty] | 2002 | Finland | [7 empty] | 2002
1 : Completely CHP –units rdmt>= 75%) | Maximum capacity |  |  | Production |  |  | Fuel | Number | 1 : Completely CHP –units rdmt>= 75%) | Capacity ratios |  |  | Production ratios
| Electrical |  | Heat | Electricity |  | Heat | Input | of |  | Average |  | Heat to | Efficiency | Efficiency | Load factor |  | Heat to | Finland
Type of cycle | CHP | Gross | Net | ECHP | Gross | Net |  | units | Type of cycle | Electricity | Heat | Electricity | In/out (G) | In/out (N) | Electricity | Heat | Electricity | Auto CHP Heat production 2002 | 165.1054
| MW | MW | MW | GWh | GWh | TJ | TJ(NVC) | n |  | MW | MW |  | % | % |  |  |  | Auto CHP ISI Heat 2002 | 1.3226
Combined cycle | 557.4 | 557.4 | 667 | 3781.6186 | 3781.6186 | 17915.7744 | 36911.6398 | 9 | Combined cycle | 61.9333 | 74.1111 | 1.1966 | 85.4191 | 85.4191 | 0.77447 | 0.85164 | 1.316 | Auto CHP Chemical Heat 2002 | 6.5009 | 0 | 0
Steam : backpressure turbine | 2225.16 | 2225.16 | 8642.3 | 10209.3948 | 10209.3948 | 163479.7404 | 244771.3891 | 68 | Steam : backpressure turbine | 32.7229 | 127.0926 | 3.8839 | 81.8043 | 81.8043 | 0.52376 | 0.59976 | 4.448 | Auto CHP Paper Heat 2002 | 146.774 | 0 | 0
Steam: condensing turbine | 257.5 | 257.5 | 578 | 1214.009 | 1214.009 | 10350.558 | 17404.8957 | 4 | Steam: condensing turbine | 64.375 | 144.5 | 2.2447 | 84.5796 | 84.5796 | 0.5382 | 0.56778 | 2.3683 | Auto CHP Refineries Heat 2002 | 8.4846 | 0 | 0
Gas turbine with heat recovery | 263 | 263 | 489.3 | 1004.78 | 1004.78 | 4767.4512 | 10075.284 | 15 | Gas turbine with heat recovery | 17.5333 | 32.62 | 1.8605 | 83.2201 | 83.2201 | 0.43613 | 0.30893 | 1.318 | Auto CHP Others Heat 2002 | 2.0233 | 0 | 0
Internal combustion engine | 55.641 | 55.641 | 73.82 | 133.874 | 133.874 | 520.2828 | 1357.93 | 10 | Internal combustion engine | 5.5641 | 7.382 | 1.3267 | 73.8057 | 73.8057 | 0.27466 | 0.22346 | 1.0795 |  |  | 0 | 0
Others | [8 empty] | Others | [8 empty] | Auto CHP Total Consumption 2002 | 253.9949 | 0 | 0
Sub-Total | 3358.701 | 3358.701 | 10450.42 | 16343.6764 | 16343.6764 | 197033.8068 | 310521.1386 | 106 | TOTAL | 31.6859 | 98.5889 | 3.1114 | 82.4005 | 82.4005 | 0.55549 | 0.59779 | 3.3488 | Auto CHP ISI Consumption 2002 | 1.784
2 : Units with a non-CHP component (rdmt < 75%) | Maximum capacity |  |  | Production |  |  | Fuel | Number | 2 : Units with a non-CHP component (rdmt < 75%) | Capacity ratios |  |  | Production ratios |  |  |  |  | Auto CHP Chemical consumption 2002 | 10.0949
| Electrical |  | Heat | Electricity |  | Heat | Input | of |  | Average |  | Heat to | Efficiency | Efficiency | Load factor |  | Heat to | Auto CHP Paper conumption 2002 | 224.9717
Type of cycle | CHP | Gross | Net | ECHP | Gross | Net |  | units | Type of cycle | Electricity | Heat | Electricity | In/out (G) | In/out (N) | Electricity | Heat | Electricity | Auto CHP Refineries consumption 2002 | 14.1416
| MW | MW | MW | GWh | GWh | TJ | TJ(NVC) | n |  | MW | MW |  | % | % |  |  |  | Auto CHP Others consumption 2002 | 3.0027
Combined cycle | 970.8 | 1133 | 1015 | 4858.443 | 5420.924 | 17801.4564 | 44205.4963 | 7 | Combined cycle | 138.6857 | 145 | 1.0455 | 84.4166 | 79.8359 | 0.5713 | 0.55607 | 1.0178 |  |  | 162.2 | 562.481
Steam : backpressure turbine | 563.05 | 932.09 | 1765.3 | 2973.369 | 4402.6927 | 29762.4024 | 64466.4748 | 10 | Steam : backpressure turbine | 56.305 | 176.53 | 3.1352 | 70.7532 | 62.7714 | 0.60283 | 0.53456 | 2.7805 | Mining and agglomeration of solid fuels | 0 | 369.04 | 1429.3237
Steam: condensing turbine | 869 | 1680.5 | 2054 | 3960.6763 | 8207.3583 | 27408.276 | 88026.3376 | 13 | Steam: condensing turbine | 66.8462 | 158 | 2.3636 | 64.702 | 47.3344 | 0.52029 | 0.42308 | 1.9223 | Extraction of crude oil and nat. gas | 0 | 811.5 | 4246.682
Gas turbine with heat recovery | 50 | 74 | 80 | 312.134 | 325.855 | 2298.3876 | 3993.5856 | 1 | Gas turbine with heat recovery | 50 | 80 | 1.6 | 86.926 | 85.6892 | 0.71263 | 0.91091 | 2.0454 | Coke ovens | 0 | 24 | 13.721
Internal combustion engine | [8 empty] | Internal combustion engine | #DIV/0! | #DIV/0! | #DIV/0! | #DIV/0! | #DIV/0! | #DIV/0! | #DIV/0! | #DIV/0! | Refineries | 0.1176 | 0 | 0
Others | [8 empty] | Others | [8 empty] | Extraction and processing of nuclear fuels | 0 | 0 | 0
Sub-Total | 2452.85 | 3819.59 | 4914.3 | 12104.6223 | 18356.83 | 77270.5224 | 200691.8943 | 31 | TOTAL | 79.1242 | 158.5258 | 2.0035 | 71.4304 | 60.2153 | 0.56335 | 0.49854 | 1.7732 | Iron and steel industry | 0.0125 | 1366.74 | 6252.2077
TOTAL (1+2) | 5811.551 | 7178.291 | 15364.72 | 28448.2987 | 34700.5064 | 274304.3292 | 511213.0328 | 137 | TOTAL (1+2) | 42.4201 | 112.1512 | 2.6438 | 78.0939 | 73.691 | 0.5588 | 0.56605 | 2.6784 | Non-ferrous metals | 0 | 1366.74 | 6252.2077
[18 empty] | Chemical industry | 0.05505
Sector | Maximum capacity |  |  | Production |  |  | Fuel | Number | By sector | Capacity ratios |  |  | Production ratios |  |  |  |  | Non-metallic mineral products | 0
| Electrical |  | Heat | Electricity |  | Heat | Input | of |  | Average |  | Heat to | Efficiency | Efficiency | Load factor |  | Heat to | Extraction | 0
| CHP | Gross | Net | ECHP | Gross | Net |  | units |  | Electricity | Heat | Electricity | In/out (G) | In/out (N) | Electricity | Heat | Electricity | Food products, beverages and tobacco | 0.0028
| MW | MW | MW | GWh | GWh | TJ | TJ(NVC) | n |  | MW | MW |  | % | % |  |  |  | Textile, clothing and leather | 0
Public supply | 3970.581 | 5008.971 | 7148.3 | 18000.1149 | 24013.4747 | 109198.926 | 257218.1495 | 89 | Public supply | 44.6133 | 80.318 | 1.8003 | 76.0628 | 67.6466 | 0.51751 | 0.48435 | 1.6852 | Paper and printing | 1.6356 | 1038.39 | 6013.3597
[18 empty] | Metal products, machinery, equipment | 0 | 0 | 0
Autoproducers | 1840.97 | 2169.32 | 8216.42 | 10448.1837 | 10687.0317 | 165105.4032 | 253994.8833 | 48 | Autoproducers | 38.3535 | 171.1754 | 4.4631 | 80.1507 | 79.8122 | 0.64787 | 0.63712 | 4.3895 | Other industrial branches | 0.00996 | 328.35 | 238.848
Mining and agglomeration of solid fuels | 0 | 0 | 0 | 0 | 0 | 0 | 0 | 0 | Mining and agglomeration of solid fuels | #DIV/0! | #DIV/0! | #DIV/0! | #DIV/0! | #DIV/0! | #DIV/0! | #DIV/0! | #DIV/0! | Transport | 0 | 0 | 0
Extraction of crude oil and nat. gas | 0 | 0 | 0 | 0 | 0 | 0 | 0 | 0 | Extraction of crude oil and nat. gas | #DIV/0! | #DIV/0! | #DIV/0! | #DIV/0! | #DIV/0! | #DIV/0! | #DIV/0! | #DIV/0! | Services, etc | 0.00746 | 0 | 0
Coke ovens | 0 | 0 | 0 | 0 | 0 | 0 | 0 | 0 | Coke ovens | #DIV/0! | #DIV/0! | #DIV/0! | #DIV/0! | #DIV/0! | #DIV/0! | #DIV/0! | #DIV/0! | Other | 0 | 0 | 0
Refineries | 117.6 | 148.6 | 350 | 871.502 | 871.502 | 8484.5916 | 14141.628 | 2 | Refineries | 58.8 | 175 | 2.9762 | 82.1829 | 82.1829 | 0.84597 | 0.76861 | 2.7043 |  |  | 31 | 0
Extraction and processing of nuclear fuels | 0 | 0 | 0 | 0 | 0 | 0 | 0 | 0 | Extraction and processing of nuclear fuels | #DIV/0! | #DIV/0! | #DIV/0! | #DIV/0! | #DIV/0! | #DIV/0! | #DIV/0! | #DIV/0! |  |  | 0 | 0
Iron and steel industry | 12.5 | 81 | 100 | 46.924 | 46.924 | 1322.6184 | 1784 | 1 | Iron and steel industry | 12.5 | 100 | 8 | 83.6068 | 83.6068 | 0.42853 | 0.41935 | 7.8296 |  |  | 68.5 | 0
Non-ferrous metals | 0 | 0 | 0 | 0 | 0 | 0 | 0 | 0 | Non-ferrous metals | #DIV/0! | #DIV/0! | #DIV/0! | #DIV/0! | #DIV/0! | #DIV/0! | #DIV/0! | #DIV/0! |  |  | 0 | 0
Chemical industry | 55.05 | 66.45 | 350.9 | 325.515 | 339.057 | 6500.88 | 10094.868 | 4 | Chemical industry | 13.7625 | 87.725 | 6.3742 | 76.4892 | 76.0063 | 0.67501 | 0.5874 | 5.5475 |  |  | 11.4 | 13.542
Non-metallic mineral products | 0 | 0 | 0 | 0 | 0 | 0 | 0 | 0 | Non-metallic mineral products | #DIV/0! | #DIV/0! | #DIV/0! | #DIV/0! | #DIV/0! | #DIV/0! | #DIV/0! | #DIV/0! |  |  | 0 | 0
Extraction | 0 | 0 | 0 | 0 | 0 | 0 | 0 | 0 | Extraction | #DIV/0! | #DIV/0! | #DIV/0! | #DIV/0! | #DIV/0! | #DIV/0! | #DIV/0! | #DIV/0! |  |  | 0 | 0
Food products, beverages and tobacco | 2.8 | 2.8 | 41.6 | 16.4559 | 16.4559 | 755.1576 | 1052.4652 | 2 | Food products, beverages and tobacco | 1.4 | 20.8 | 14.8571 | 77.3801 | 77.3801 | 0.6709 | 0.57556 | 12.7471 |  |  | 0 | 0
Textile, clothing and leather | 0 | 0 | 0 | 0 | 0 | 0 | 0 | 0 | Textile, clothing and leather | #DIV/0! | #DIV/0! | #DIV/0! | #DIV/0! | #DIV/0! | #DIV/0! | #DIV/0! | #DIV/0! |  |  | 0 | 0
Paper and printing | 1635.6 | 1850.15 | 7295.6 | 9126.8548 | 9352.0088 | 146773.9908 | 224971.6936 | 33 | Paper and printing | 49.5636 | 221.0788 | 4.4605 | 80.2062 | 79.8459 | 0.637 | 0.63787 | 4.4671 |  |  | 214.55 | 225.154
Metal products, machinery, equipment | 0 | 0 | 0 | 0 | 0 | 0 | 0 | 0 | Metal products, machinery, equipment | #DIV/0! | #DIV/0! | #DIV/0! | #DIV/0! | #DIV/0! | #DIV/0! | #DIV/0! | #DIV/0! |  |  | 0 | 0
Other industrial branches | 9.96 | 12.86 | 60 | 28.869 | 29.021 | 859.572 | 1293.0557 | 4 | Other industrial branches | 2.49 | 15 | 6.0241 | 74.5558 | 74.5134 | 0.33088 | 0.45423 | 8.2708 |  |  | 2.9 | 0.152
Transport | 0 | 0 | 0 | 0 | 0 | 0 | 0 | 0 | Transport | #DIV/0! | #DIV/0! | #DIV/0! | #DIV/0! | #DIV/0! | #DIV/0! | #DIV/0! | #DIV/0! |  |  | 0 | 0
Services, etc | 7.46 | 7.46 | 18.32 | 32.063 | 32.063 | 408.5928 | 657.1728 | 2 | Services, etc | 3.73 | 9.16 | 2.4558 | 79.7385 | 79.7385 | 0.49064 | 0.70715 | 3.5398 |  |  | 0 | 0
Other | [8 empty] | Other | [10 empty] | 0 | 0
TOTAL | 5811.551 | 7178.291 | 15364.72 | 28448.2987 | 34700.5064 | 274304.3292 | 511213.0328 | 137 | TOTAL | 42.4201 | 112.1512 | 2.6438 | 78.0939 | 73.691 | 0.5588 | 0.56605 | 2.6784 |  |  | 1366.74 | 6252.2077
Type of fuel | Maximum capacity |  |  | Maximum production |  |  | Fuel | Number
| Electricity |  | Heat | Electricity |  | Heat | Input | of
| CHP | Gross | Net | ECHP | Gross | Net |  | units
| MW | MW | MW | GWh | GWh | MW | TJ(NVC) | n
Single-fuel fired units
Solid | 899.2 | 899.2 | 1856.6 | 4172.154 | 4172.154 | 30267.3816 | 51596.8892 | 12
Liquid | 82.4 | 82.4 | 111.2 | 77.9616 | 77.9616 | 285.4188 | 921.994 | 6
Gas | 1847.541 | 1847.541 | 2395.92 | 10141.526 | 10141.526 | 45173.7756 | 94068.0728 | 39
Others | 657.11 | 657.11 | 2745.4 | 3296.1108 | 3296.1108 | 50815.5624 | 77346.1115 | 29
Multi-fuel fired units
Solid & liquid | 23.5 | 23.5 | 198 | 114.136 | 114.136 | 2909.142 | 3882.2688 | 2
Liquid & gas | 45 | 45 | 240 | 114.268 | 114.268 | 4170.8124 | 5866.8372 | 1
Solid & liquid & gas | 25 | 25 | 190 | 165.332 | 165.332 | 2562.0408 | 4014.1044 | 1
Others | 2231.8 | 2231.8 | 7627.6 | 10366.8102 | 10366.8102 | 138120.1956 | 215240.1495 | 47
TOTAL | 5811.551 | 5811.551 | 15364.72 | 28448.2987 | 28448.2987 | 274304.3292 | 452936.4275 | 137
Sweden | [7 empty] | 2002 | Sweden | [7 empty] | 2002
1 : Completely CHP –units rdmt>= 75%) | Maximum capacity |  |  | Production |  |  | Fuel | Number | 1 : Completely CHP –units rdmt>= 75%) | Capacity ratios |  |  | Production ratios
| Electrical |  | Heat | Electricity |  | Heat | Input | of |  | Average |  | Heat to | Efficiency | Efficiency | Load factor |  | Heat to | Sweden
Type of cycle | CHP | Gross | Net | ECHP | Gross | Net |  | units | Type of cycle | Electricity | Heat | Electricity | In/out (G) | In/out (N) | Electricity | Heat | Electricity | Auto CHP Heat production 2002 | 62.612
| MW | MW | MW | GWh | GWh | TJ | TJ(NVC) | n |  | MW | MW |  | % | % |  |  |  | Auto CHP ISI Heat 2002 | 0
Combined cycle | 36 | 36 | 43 | 94 | 94 | 908 | 1456 | 2 | Combined cycle | 18 | 21.5 | 1.1944 | 85.6044 | 85.6044 | 0.29807 | 0.66952 | 2.6832 | Auto CHP Chemical Heat 2002 | 0.838 | 0 | 0
Steam : backpressure turbine | 2127 | 2127 | 4960.0678 | 7294 | 7294 | 84788 | 129726 | 62 | Steam : backpressure turbine | 34.3065 | 80.0011 | 2.332 | 85.6007 | 85.6007 | 0.39147 | 0.54199 | 3.229 | Auto CHP Paper Heat 2002 | 61.067 | 0 | 0
Steam: condensing turbine | 316 | 316 | 776 | 626 | 626 | 4496 | 7755 | 1 | Steam: condensing turbine | 316 | 776 | 2.4557 | 87.0355 | 87.0355 | 0.22614 | 0.1837 | 1.995 | Auto CHP Refineries Heat 2002 | 0.011 | 0 | 0
Gas turbine with heat recovery | 41 | 41 | 64.7172 | 110 | 110 | 1876 | 2778 | 3 | Gas turbine with heat recovery | 13.6667 | 21.5724 | 1.5785 | 81.7855 | 81.7855 | 0.30627 | 0.91909 | 4.7374 | Auto CHP Others Heat 2002 | 0.696 | 0 | 0
Internal combustion engine | 25 | 25 | 27.7529 | 43 | 43 | 199 | 413 | 7 | Internal combustion engine | 3.5714 | 3.9647 | 1.1101 | 85.6659 | 85.6659 | 0.19635 | 0.22735 | 1.2855 |  |  | 0 | 0
Others | 14 | 14 | 13.6818 | 14 | 14 | 35 | 107 | 1 | Others | [8 empty] | Auto CHP Total Consumption 2002 | 100.087 | 0 | 0
Sub-Total | 2559 | 2559 | 5885.2196 | 8181 | 8181 | 92302 | 142235 | 76 | TOTAL | 33.6711 | 77.4371 | 2.2998 | 85.6003 | 85.6003 | 0.36495 | 0.49727 | 3.134 | Auto CHP ISI Consumption 2002 | 0
2 : Units with a non-CHP component (rdmt < 75%) | Maximum capacity |  |  | Production |  |  | Fuel | Number | 2 : Units with a non-CHP component (rdmt < 75%) | Capacity ratios |  |  | Production ratios |  |  |  |  | Auto CHP Chemical consumption 2002 | 1.38
| Electrical |  | Heat | Electricity |  | Heat | Input | of |  | Average |  | Heat to | Efficiency | Efficiency | Load factor |  | Heat to | Auto CHP Paper conumption 2002 | 97.641
Type of cycle | CHP | Gross | Net | ECHP | Gross | Net |  | units | Type of cycle | Electricity | Heat | Electricity | In/out (G) | In/out (N) | Electricity | Heat | Electricity | Auto CHP Refineries consumption 2002 | 0.017
| MW | MW | MW | GWh | GWh | TJ | TJ(NVC) | n |  | MW | MW |  | % | % |  |  |  | Auto CHP Others consumption 2002 | 1.049
Combined cycle | 85 | 100 | 110 | 104 | 142 | 1290 | 2115 | 2 | Combined cycle | 42.5 | 55 | 1.2941 | 85.1631 | 78.695 | 0.13967 | 0.37183 | 3.4455 |  |  | 15 | 38
Steam : backpressure turbine | 279 | 305 | 751 | 1228 | 1241 | 17645 | 33488 | 13 | Steam : backpressure turbine | 21.4615 | 57.7692 | 2.6918 | 66.0314 | 65.8917 | 0.50245 | 0.74495 | 3.9914 | Mining and agglomeration of solid fuels | 0 | 26 | 13
Steam: condensing turbine | 292 | 340 | 780 | 475 | 606 | 5702 | 9657 | 3 | Steam: condensing turbine | 97.3333 | 260 | 2.6712 | 81.6361 | 76.7526 | 0.1857 | 0.23178 | 3.3345 | Extraction of crude oil and nat. gas | 0 | 48 | 131
Gas turbine with heat recovery | [8 empty] | Gas turbine with heat recovery | #DIV/0! | #DIV/0! | #DIV/0! | #DIV/0! | #DIV/0! | #DIV/0! | #DIV/0! | #DIV/0! | Coke ovens | 0 | 0 | 0
Internal combustion engine | 1 | 1 | 1 | 2 | 2 | 7 | 25 | 1 | Internal combustion engine | 1 | 1 | 1 | 56.8 | 56.8 | 0.22831 | 0.22194 | 0.97222 | Refineries | 0.014 | 0 | 0
Others | [8 empty] | Others | [8 empty] | Extraction and processing of nuclear fuels | 0 | 0 | 0
Sub-Total | 657 | 746 | 1642 | 1809 | 1991 | 24644 | 45285 | 19 | TOTAL | 34.5789 | 86.4211 | 2.4992 | 70.2475 | 68.8007 | 0.31432 | 0.47586 | 3.7842 | Iron and steel industry | 0 | 89 | 182
TOTAL (1+2) | 3216 | 3305 | 7527.2196 | 9990 | 10172 | 116946 | 187520 | 95 | TOTAL (1+2) | 33.8526 | 79.2339 | 2.3406 | 81.8927 | 81.5433 | 0.35461 | 0.4926 | 3.2518 | Non-ferrous metals | 0 | 89 | 182
[18 empty] | Chemical industry | 0.015
Sector | Maximum capacity |  |  | Production |  |  | Fuel | Number | By sector | Capacity ratios |  |  | Production ratios |  |  |  |  | Non-metallic mineral products | 0
| Electrical |  | Heat | Electricity |  | Heat | Input | of |  | Average |  | Heat to | Efficiency | Efficiency | Load factor |  | Heat to | Extraction | 0
| CHP | Gross | Net | ECHP | Gross | Net |  | units |  | Electricity | Heat | Electricity | In/out (G) | In/out (N) | Electricity | Heat | Electricity | Food products, beverages and tobacco | 0.038
| MW | MW | MW | GWh | GWh | TJ | TJ(NVC) | n |  | MW | MW |  | % | % |  |  |  | Textile, clothing and leather | 0
Public supply | 2306 | 2375 | 4870 | 5664 | 5824 | 54334 | 87433 | 58 | Public supply | 39.7586 | 83.9655 | 2.1119 | 86.1235 | 85.4648 | 0.28039 | 0.35374 | 2.6647 | Paper and printing | 0.843 | 69 | 160
[18 empty] | Metal products, machinery, equipment | 0 | 0 | 0
Autoproducers | 910 | 930 | 2657 | 4326 | 4348 | 62612 | 100087 | 37 | Autoproducers | 24.5946 | 71.8108 | 2.9198 | 78.1968 | 78.1176 | 0.54268 | 0.74715 | 4.0204 | Other industrial branches | 0 | 20 | 22
Mining and agglomeration of solid fuels | [8 empty] | Mining and agglomeration of solid fuels | #DIV/0! | #DIV/0! | #DIV/0! | #DIV/0! | #DIV/0! | #DIV/0! | #DIV/0! | #DIV/0! | Transport | 0 | 0 | 0
Extraction of crude oil and nat. gas | [8 empty] | Extraction of crude oil and nat. gas | #DIV/0! | #DIV/0! | #DIV/0! | #DIV/0! | #DIV/0! | #DIV/0! | #DIV/0! | #DIV/0! | Services, etc | 0 | 0 | 0
Coke ovens | [8 empty] | Coke ovens | #DIV/0! | #DIV/0! | #DIV/0! | #DIV/0! | #DIV/0! | #DIV/0! | #DIV/0! | #DIV/0! | Other | 0 | 0 | 0
Refineries | 14 | 14 | 39 | 1 | 1 | 11 | 17 | 1 | Refineries | 14 | 39 | 2.7857 | 85.8824 | 85.8824 | 0.0081539 | 0.0089428 | 3.0556 |  |  | 0 | 0
Extraction and processing of nuclear fuels | [8 empty] | Extraction and processing of nuclear fuels | #DIV/0! | #DIV/0! | #DIV/0! | #DIV/0! | #DIV/0! | #DIV/0! | #DIV/0! | #DIV/0! |  |  | 0 | 0
Iron and steel industry | [8 empty] | Iron and steel industry | #DIV/0! | #DIV/0! | #DIV/0! | #DIV/0! | #DIV/0! | #DIV/0! | #DIV/0! | #DIV/0! |  |  | 0 | 0
Non-ferrous metals | [8 empty] | Non-ferrous metals | #DIV/0! | #DIV/0! | #DIV/0! | #DIV/0! | #DIV/0! | #DIV/0! | #DIV/0! | #DIV/0! |  |  | 0 | 0
Chemical industry | 15 | 15 | 43 | 58 | 58 | 838 | 1380 | 2 | Chemical industry | 7.5 | 21.5 | 2.8667 | 75.8551 | 75.8551 | 0.4414 | 0.6179 | 4.0134 |  |  | 0 | 0
Non-metallic mineral products | [8 empty] | Non-metallic mineral products | #DIV/0! | #DIV/0! | #DIV/0! | #DIV/0! | #DIV/0! | #DIV/0! | #DIV/0! | #DIV/0! |  |  | 0 | 0
Extraction | [8 empty] | Extraction | #DIV/0! | #DIV/0! | #DIV/0! | #DIV/0! | #DIV/0! | #DIV/0! | #DIV/0! | #DIV/0! |  |  | 0 | 0
Food products, beverages and tobacco | 38 | 38 | 110 | 48 | 48 | 696 | 1049 | 3 | Food products, beverages and tobacco | 12.6667 | 36.6667 | 2.8947 | 82.8217 | 82.8217 | 0.1442 | 0.20061 | 4.0278 |  |  | 0 | 0
Textile, clothing and leather | [8 empty] | Textile, clothing and leather | #DIV/0! | #DIV/0! | #DIV/0! | #DIV/0! | #DIV/0! | #DIV/0! | #DIV/0! | #DIV/0! |  |  | 0 | 0
Paper and printing | 843 | 863 | 2465 | 4219 | 4241 | 61067 | 97641 | 31 | Paper and printing | 27.1935 | 79.5161 | 2.9241 | 78.1788 | 78.0977 | 0.57132 | 0.78548 | 4.0206 |  |  | 20 | 22
Metal products, machinery, equipment | [8 empty] | Metal products, machinery, equipment | #DIV/0! | #DIV/0! | #DIV/0! | #DIV/0! | #DIV/0! | #DIV/0! | #DIV/0! | #DIV/0! |  |  | 0 | 0
Other industrial branches | [8 empty] | Other industrial branches | #DIV/0! | #DIV/0! | #DIV/0! | #DIV/0! | #DIV/0! | #DIV/0! | #DIV/0! | #DIV/0! |  |  | 0 | 0
Transport | [8 empty] | Transport | #DIV/0! | #DIV/0! | #DIV/0! | #DIV/0! | #DIV/0! | #DIV/0! | #DIV/0! | #DIV/0! |  |  | 0 | 0
Services, etc | [8 empty] | Services, etc | #DIV/0! | #DIV/0! | #DIV/0! | #DIV/0! | #DIV/0! | #DIV/0! | #DIV/0! | #DIV/0! |  |  | 0 | 0
Other | [8 empty] | Other | [10 empty] | 0 | 0
TOTAL | 3216 | 3305 | 7527 | 9990 | 10172 | 116946 | 187520 | 95 | TOTAL | 33.8526 | 79.2316 | 2.3405 | 81.8927 | 81.5433 | 0.35461 | 0.49261 | 3.2518 |  |  | 89 | 182
Type of fuel | Maximum capacity |  |  | Maximum production |  |  | Fuel | Number
| Electricity |  | Heat | Electricity |  | Heat | Input | of
| CHP | Gross | Net | ECHP | Gross | Net |  | units
| MW | MW | MW | GWh | GWh | MW | TJ(NVC) | n
Single-fuel fired units
Solid | 34 | 34 | 97 | 59 | 60 | 870 | 1678 | 1
Liquid | 206 | 207 | 520 | 379 | 380 | 5663 | 8724 | 13
Gas | 109 | 115 | 225 | 239 | 240 | 2373 | 3861 | 8
Others | 123 | 123 | 303 | 469 | 470 | 7309 | 10952 | 14
Multi-fuel fired units
Solid & liquid | 86 | 100 | 287 | 220 | 309 | 2642 | 4503 | 1
Liquid & gas | 159 | 159 | 403 | 492 | 492 | 4320 | 6696 | 2
Solid & liquid & gas | 28 | 28 | 80 | 91 | 91 | 1311 | 1976 | 1
Others | 2471 | 2539 | 5612 | 8041 | 8130 | 92458 | 149130 | 55
TOTAL | 3216 | 3305 | 7527 | 9990 | 10172 | 116946 | 187520 | 95
United Kingdom | [7 empty] | 2002 | United Kingdom | [7 empty] | 2002
1 : Completely CHP –units rdmt>= 75%) | Maximum capacity |  |  | Production |  |  | Fuel | Number | 1 : Completely CHP –units rdmt>= 75%) | Capacity ratios |  |  | Production ratios
| Electrical |  | Heat | Electricity |  | Heat | Input | of |  | Average |  | Heat to | Efficiency | Efficiency | Load factor |  | Heat to | United Kingdom
Type of cycle | CHP | Gross | Net | ECHP | Gross | Net |  | units | Type of cycle | Electricity | Heat | Electricity | In/out (G) | In/out (N) | Electricity | Heat | Electricity | Auto CHP Heat production 2002 | 140.4095
| MW | MW | MW | GWh | GWh | TJ | TJ(NVC) | n |  | MW | MW |  | % | % |  |  |  | Auto CHP ISI Heat 2002 | 0
Combined cycle | 1238 | 1238 | 1402 | 6835.2 | 6835.2 | 28030 | 59549 | 24 | Combined cycle | 51.5833 | 58.4167 | 1.1325 | 88.3923 | 88.3923 | 0.63027 | 0.6339 | 1.1391 | Auto CHP Chemical Heat 2002 | 56.919 | 0 | 0
Steam : backpressure turbine | 318 | 318 | 1362 | 1358.9 | 1358.9 | 23668 | 37099 | 33 | Steam : backpressure turbine | 9.6364 | 41.2727 | 4.283 | 76.9833 | 76.9833 | 0.48782 | 0.55097 | 4.8381 | Auto CHP Paper Heat 2002 | 15.9268 | 0 | 0
Steam: condensing turbine |  | 0 |  |  | 0 |  |  |  | Steam: condensing turbine | #DIV/0! | #DIV/0! | #DIV/0! | #DIV/0! | #DIV/0! | #DIV/0! | #DIV/0! | #DIV/0! | Auto CHP Refineries Heat 2002 | 35.3921 | 0 | 0
Gas turbine with heat recovery | 397.3 | 397.3 | 859 | 2228.6 | 2228.6 | 16102 | 31146 | 41 | Gas turbine with heat recovery | 9.6902 | 20.9512 | 2.1621 | 77.4577 | 77.4577 | 0.64034 | 0.59433 | 2.007 | Auto CHP Others Heat 2002 | 32.1716 | 0 | 0
Internal combustion engine | 395.3 | 395.3 | 553 | 1604.6 | 1604.6 | 8517 | 18545 | 576 | Internal combustion engine | 0.68628 | 0.96007 | 1.3989 | 77.075 | 77.075 | 0.46338 | 0.48832 | 1.4744 |  |  | 0 | 0
Others | [8 empty] | Others | [8 empty] | Auto CHP Total Consumption 2002 | 343.6298 | 0 | 0
Sub-Total | 2348.6 | 2348.6 | 4176 | 12027.3 | 12027.3 | 76317 | 146339 | 674 | TOTAL | 3.4846 | 6.1958 | 1.7781 | 81.7385 | 81.7385 | 0.58459 | 0.57943 | 1.7626 | Auto CHP ISI Consumption 2002 | 0
2 : Units with a non-CHP component (rdmt < 75%) | Maximum capacity |  |  | Production |  |  | Fuel | Number | 2 : Units with a non-CHP component (rdmt < 75%) | Capacity ratios |  |  | Production ratios |  |  |  |  | Auto CHP Chemical consumption 2002 | 163.7786
| Electrical |  | Heat | Electricity |  | Heat | Input | of |  | Average |  | Heat to | Efficiency | Efficiency | Load factor |  | Heat to | Auto CHP Paper conumption 2002 | 38.0457
Type of cycle | CHP | Gross | Net | ECHP | Gross | Net |  | units | Type of cycle | Electricity | Heat | Electricity | In/out (G) | In/out (N) | Electricity | Heat | Electricity | Auto CHP Refineries consumption 2002 | 68.0812
| MW | MW | MW | GWh | GWh | TJ | TJ(NVC) | n |  | MW | MW |  | % | % |  |  |  | Auto CHP Others consumption 2002 | 73.7243
Combined cycle | 744 | 4116 | 1153 | 4877.5 | 26204 | 28157 | 198163 | 13 | Combined cycle | 57.2308 | 88.6923 | 1.5497 | 61.8135 | 23.0699 | 0.74838 | 0.77429 | 1.6036 |  |  | 3372 | 21326.5
Steam : backpressure turbine | 0 | 0 | 0 | 0 | 0 | 0 | 0 | 0 | Steam : backpressure turbine | #DIV/0! | #DIV/0! | #DIV/0! | #DIV/0! | #DIV/0! | #DIV/0! | #DIV/0! | #DIV/0! | Mining and agglomeration of solid fuels | 0 | 0 | 0
Steam: condensing turbine | 2998 | 3592 | 2046 | 2797.1 | 4737 | 36520 | 77694 | 21 | Steam: condensing turbine | 142.7619 | 97.4286 | 0.68245 | 68.9541 | 59.9655 | 0.10651 | 0.56594 | 3.6268 | Extraction of crude oil and nat. gas | 0 | 594 | 1939.9
Gas turbine with heat recovery | 94 | 257 | 236 | 758.9 | 1368 | 5112 | 15922 | 25 | Gas turbine with heat recovery | 3.76 | 9.44 | 2.5106 | 63.0373 | 49.2654 | 0.92162 | 0.68679 | 1.8711 | Coke ovens | 0 | 163 | 609.1
Internal combustion engine | 75 | 177 | 125 | 415.8 | 670 | 1908 | 8355 | 123 | Internal combustion engine | 0.60976 | 1.0163 | 1.6667 | 51.7056 | 40.7526 | 0.63288 | 0.48396 | 1.2747 | Refineries | 0.9232 | 102 | 254.2
Others | [8 empty] | Others | [8 empty] | Extraction and processing of nuclear fuels | 0 | 0 | 0
Sub-Total | 3911 | 8142 | 3560 | 8849.3 | 32979 | 71697 | 300134 | 182 | TOTAL | 21.489 | 19.5604 | 0.91025 | 63.4455 | 34.5027 | 0.2583 | 0.63855 | 2.2506 | Iron and steel industry | 0 | 4231 | 24129.7
TOTAL (1+2) | 6259.6 | 10490.6 | 7736 | 20876.6 | 45006.3 | 148014 | 446473 | 856 | TOTAL (1+2) | 7.3126 | 9.0374 | 1.2359 | 69.4413 | 49.9851 | 0.38072 | 0.60664 | 1.9694 | Non-ferrous metals | 0 | 4231 | 24129.7
[18 empty] | Chemical industry | 1.2879
Sector | Maximum capacity |  |  | Production |  |  | Fuel | Number | By sector | Capacity ratios |  |  | Production ratios |  |  |  |  | Non-metallic mineral products | 0
| Electrical |  | Heat | Electricity |  | Heat | Input | of |  | Average |  | Heat to | Efficiency | Efficiency | Load factor |  | Heat to | Extraction | 0.0292
| CHP | Gross | Net | ECHP | Gross | Net |  | units |  | Electricity | Heat | Electricity | In/out (G) | In/out (N) | Electricity | Heat | Electricity | Food products, beverages and tobacco | 0.3779
| MW | MW | MW | GWh | GWh | TJ | TJ(NVC) | n |  | MW | MW |  | % | % |  |  |  | Textile, clothing and leather | 0
Public supply | 2648.9 | 4817.2 | 398.5 | 1725.1 | 13265.1 | 7604.4 | 102843.7 | 46 | Public supply | 57.5848 | 8.663 | 0.15044 | 53.8281 | 13.4328 | 0.074344 | 0.60503 | 1.2245 | Paper and printing | 0.465 | 2168.3 | 11540
[18 empty] | Metal products, machinery, equipment | 0.0285 | 0 | 0
Autoproducers | 3611.5 | 5674.8 | 7337.7 | 19151.6 | 31742 | 140409.5 | 343629.8 | 810 | Autoproducers | 4.4586 | 9.0589 | 2.0318 | 74.1148 | 60.9247 | 0.60536 | 0.60671 | 2.0365 | Other industrial branches | 0.0271 | 2063.3 | 12590.4
Mining and agglomeration of solid fuels | [8 empty] | Mining and agglomeration of solid fuels | #DIV/0! | #DIV/0! | #DIV/0! | #DIV/0! | #DIV/0! | #DIV/0! | #DIV/0! | #DIV/0! | Transport | 0.0088 | 0 | 0
Extraction of crude oil and nat. gas | [8 empty] | Extraction of crude oil and nat. gas | #DIV/0! | #DIV/0! | #DIV/0! | #DIV/0! | #DIV/0! | #DIV/0! | #DIV/0! | #DIV/0! | Services, etc | 0.3874 | 0 | 0
Coke ovens | [8 empty] | Coke ovens | #DIV/0! | #DIV/0! | #DIV/0! | #DIV/0! | #DIV/0! | #DIV/0! | #DIV/0! | #DIV/0! | Other | 0.0765 | 0 | 0
Refineries | 923.2 | 946 | 1784.7 | 3962 | 5175.8 | 35392.1 | 68081.2 | 7 | Refineries | 131.8857 | 254.9571 | 1.9332 | 79.3537 | 72.9354 | 0.48991 | 0.62876 | 2.4814 |  |  | 22.8 | 1213.8
Extraction and processing of nuclear fuels | [8 empty] | Extraction and processing of nuclear fuels | #DIV/0! | #DIV/0! | #DIV/0! | #DIV/0! | #DIV/0! | #DIV/0! | #DIV/0! | #DIV/0! |  |  | 0 | 0
Iron and steel industry | [8 empty] | Iron and steel industry | #DIV/0! | #DIV/0! | #DIV/0! | #DIV/0! | #DIV/0! | #DIV/0! | #DIV/0! | #DIV/0! |  |  | 0 | 0
Non-ferrous metals | [8 empty] | Non-ferrous metals | #DIV/0! | #DIV/0! | #DIV/0! | #DIV/0! | #DIV/0! | #DIV/0! | #DIV/0! | #DIV/0! |  |  | 0 | 0
Chemical industry | 1287.9 | 2731.1 | 2991.2 | 7209.3 | 16043.9 | 56919 | 163778.6 | 50 | Chemical industry | 25.758 | 59.824 | 2.3225 | 70.0196 | 50.6003 | 0.63901 | 0.60333 | 2.1931 |  |  | 1443.2 | 8834.6
Non-metallic mineral products | [8 empty] | Non-metallic mineral products | #DIV/0! | #DIV/0! | #DIV/0! | #DIV/0! | #DIV/0! | #DIV/0! | #DIV/0! | #DIV/0! |  |  | 0 | 0
Extraction | 29.2 | 29.2 | 110.4 | 182.5 | 182.5 | 2112.5 | 2866.3 | 6 | Extraction | 4.8667 | 18.4 | 3.7808 | 96.6228 | 96.6228 | 0.71347 | 0.6067 | 3.2154 |  |  | 0 | 0
Food products, beverages and tobacco | 377.9 | 394.3 | 787 | 1885.1 | 1927.1 | 13408.7 | 22763.5 | 42 | Food products, beverages and tobacco | 8.9976 | 18.7381 | 2.0826 | 89.3811 | 88.7168 | 0.56945 | 0.5402 | 1.9758 |  |  | 16.4 | 42
Textile, clothing and leather | [8 empty] | Textile, clothing and leather | #DIV/0! | #DIV/0! | #DIV/0! | #DIV/0! | #DIV/0! | #DIV/0! | #DIV/0! | #DIV/0! |  |  | 0 | 0
Paper and printing | 465 | 600.3 | 772.1 | 3276.6 | 3701.6 | 15926.8 | 38045.7 | 34 | Paper and printing | 13.6765 | 22.7088 | 1.6604 | 76.888 | 72.8665 | 0.80439 | 0.65403 | 1.3502 |  |  | 135.3 | 425
Metal products, machinery, equipment | 28.5 | 94.7 | 37.7 | 173.6 | 435.4 | 807.9 | 3919.9 | 12 | Metal products, machinery, equipment | 2.375 | 3.1417 | 1.3228 | 60.597 | 36.5535 | 0.69535 | 0.67945 | 1.2927 |  |  | 66.2 | 261.8
Other industrial branches | 27.1 | 30.7 | 58.5 | 155.4 | 173.8 | 1213.8 | 2336.8 | 6 | Other industrial branches | 4.5167 | 9.75 | 2.1587 | 78.7179 | 75.8833 | 0.6546 | 0.65786 | 2.1697 |  |  | 3.6 | 18.4
Transport | 8.8 | 26.9 | 7 | 41.1 | 144.3 | 121.6 | 1401.3 | 8 | Transport | 1.1 | 0.875 | 0.79545 | 45.7489 | 19.2364 | 0.53316 | 0.55078 | 0.82184 |  |  | 18.1 | 103.2
Services, etc | 387.4 | 469.3 | 575.8 | 1773.3 | 2053.4 | 9975.9 | 24727.9 | 635 | Services, etc | 0.61008 | 0.90677 | 1.4863 | 70.237 | 66.1592 | 0.52254 | 0.54932 | 1.5627 |  |  | 81.9 | 280.1
Other* | 76.5 | 352.3 | 213.3 | 492.7 | 1904.2 | 4531.2 | 15708.6 | 10 | Other | [10 empty] | 275.8 | 1411.5
TOTAL | 6260.4 | 10492 | 7736.2 | 20876.7 | 45007.1 | 148013.9 | 446473.5 | 856 | TOTAL | 7.3136 | 9.0376 | 1.2357 | 69.4419 | 49.9851 | 0.38068 | 0.60662 | 1.9694 |  |  | 4231.6 | 24130.4
* Contains confidential data.
Type of fuel | Maximum capacity |  |  | Maximum production |  |  | Fuel | Number
| Electricity |  | Heat | Electricity |  | Heat | Input | of
| CHP | Gross | Net | ECHP | Gross | Net |  | units
| MW | MW | MW | GWh | GWh | MW | TJ(NVC) | n
Single-fuel fired units
Solid | 84.7 | 306.2 | 393.9 | 241.6545 | 443.5518 | 5207.8223 | 10706.0015 | 16
Liquid | 12.5 | 13 | 40.3 | 41.7978 | 43.7701 | 651.8116 | 1012.3605 | 11
Gas | 680.5 | 2066.8 | 1272.4 | 3859.3165 | 12346.5839 | 24269.5586 | 105049.391 | 696
Others
Multi-fuel fired units
Solid & liquid | 2424.4 | 2424.4 | 134.7 | 90.185 | 90.185 | 1792.403 | 2314.015 | 4
Liquid & gas | 2778.6 | 5113.2 | 5101 | 14685.6242 | 29399.7532 | 104030.4316 | 291907.8114 | 109
Solid & liquid & gas | 189.5 | 464.9 | 517.1 | 1578.0064 | 2154.8992 | 7071.9792 | 25707.1659 | 7
Others | 90 | 103.8 | 277 | 380.0955 | 528.3369 | 4989.6709 | 9776.8768 | 13
TOTAL | 6260.2 | 10492.3 | 7736.4 | 20876.68 | 45007.0802 | 148013.6772 | 446473.6221 | 856
EU-15 | [7 empty] | 2002 | EU-15 | [7 empty] | 2002
1 : Completely CHP –units rdmt>= 75%) | Maximum capacity |  |  | Production |  |  | Fuel | Number | 1 : Completely CHP –units rdmt>= 75%) | Capacity ratios |  |  | Production ratios
| Electrical |  | Heat | Electricity |  | Heat | Input | of |  | Average |  | Heat to | Efficiency | Efficiency | Load factor |  | Heat to | EU-15
Type of cycle | CHP | Gross | Net | ECHP | Gross | Net |  | units | Type of cycle | Electricity | Heat | Electricity | In/out (G) | In/out (N) | Electricity | Heat | Electricity | Auto CHP Heat production 2002 | 1402.011
| MW | MW | MW | GWh | GWh | TJ | TJ(NVC) | n |  | MW | MW |  | % | % |  |  |  | Auto CHP ISI Heat 2002 | 15.8817
Combined cycle | 5750.48 | 5750.18 | 8994.7304 | 27952.3962 | 27951.9962 | 134564.0014 | 267173.8594 | 116 | Combined cycle | 49.5705 | 77.5408 | 1.5643 | 88.0293 | 88.0293 | 0.55492 | 0.47433 | 1.3373 | Auto CHP Chemical Heat 2002 | 331.5898 | -0.3 | -0.4
Steam : backpressure turbine | 29531.0533 | 29531.0533 | 85874.3946 | 71006.4792 | 71006.4792 | 1064682.6902 | 1623330.1473 | 1373 | Steam : backpressure turbine | 21.5084 | 62.5451 | 2.9079 | 81.3332 | 81.3332 | 0.27448 | 0.3931 | 4.165 | Auto CHP Paper Heat 2002 | 493.5956 | 0 | 0
Steam: condensing turbine | 1016.9292 | 1016.9292 | 3655.3015 | 3333.9291 | 3333.9291 | 45228.5311 | 66958.4699 | 30 | Steam: condensing turbine | 33.8976 | 121.8434 | 3.5945 | 85.4719 | 85.4719 | 0.37425 | 0.39231 | 3.7684 | Auto CHP Refineries Heat 2002 | 230.8072 | 0 | 0
Gas turbine with heat recovery | 7445.19 | 7445.19 | 15182.9909 | 35752.6425 | 35752.6425 | 250346.6204 | 455857.4907 | 611 | Gas turbine with heat recovery | 12.1853 | 24.8494 | 2.0393 | 83.1523 | 83.1523 | 0.54819 | 0.52279 | 1.9451 | Auto CHP Others Heat 2002 | 330.1367 | 0 | 0
Internal combustion engine | 5043.1532 | 5043.4532 | 7798.9456 | 17939.546 | 17939.146 | 91860.2591 | 189579.3869 | 6235 | Internal combustion engine | 0.80889 | 1.2508 | 1.5464 | 82.5201 | 82.5201 | 0.40604 | 0.37345 | 1.4224 |  |  | 0.3 | -0.4
Others | 1889 | 1889 | 4155.6818 | 4677 | 4677 | 36879 | 64605.4257 | 14 | Others | [8 empty] | Auto CHP Total Consumption 2002 | 2524.1702 | 0 | 0
Sub-Total | 50675.8057 | 50675.8057 | 125662.0448 | 160661.9929 | 160661.1929 | 1623561.1023 | 2667504.78 | 8379 | TOTAL | 6.048 | 14.9973 | 2.4797 | 82.5469 | 82.5469 | 0.36191 | 0.40965 | 2.8071 | Auto CHP ISI Consumption 2002 | 38.4003
2 : Units with a non-CHP component (rdmt < 75%) | Maximum capacity |  |  | Production |  |  | Fuel | Number | 2 : Units with a non-CHP component (rdmt < 75%) | Capacity ratios |  |  | Production ratios |  |  |  |  | Auto CHP Chemical consumption 2002 | 620.2453
| Electrical |  | Heat | Electricity |  | Heat | Input | of |  | Average |  | Heat to | Efficiency | Efficiency | Load factor |  | Heat to | Auto CHP Paper conumption 2002 | 820.424
Type of cycle | CHP | Gross | Net | ECHP | Gross | Net |  | units | Type of cycle | Electricity | Heat | Electricity | In/out (G) | In/out (N) | Electricity | Heat | Electricity | Auto CHP Refineries consumption 2002 | 410.4103
| MW | MW | MW | GWh | GWh | TJ | TJ(NVC) | n |  | MW | MW |  | % | % |  |  |  | Auto CHP Others consumption 2002 | 634.6905
Combined cycle | 8049.2428 | 18666.033 | 13492.9103 | 38784.0563 | 114048.2498 | 197580.3469 | 983181.591 | 216 | Combined cycle | 37.265 | 62.4672 | 1.6763 | 61.8557 | 34.2971 | 0.55004 | 0.46428 | 1.4151 |  |  | 10616.7902 | 75264.1935
Steam : backpressure turbine | 1588.0793 | 2652.614 | 6722.1804 | 7031.5232 | 10523.0004 | 100692.2804 | 220070.0532 | 233 | Steam : backpressure turbine | 6.8158 | 28.8506 | 4.2329 | 62.9686 | 57.2571 | 0.50544 | 0.47493 | 3.9778 | Mining and agglomeration of solid fuels | 1.3523 | 1064.5347 | 3491.4772
Steam: condensing turbine | 9496.3457 | 19441.6805 | 18153.6173 | 23774.5108 | 70135.6076 | 220238.0811 | 793686.5456 | 237 | Steam: condensing turbine | 40.069 | 76.5975 | 1.9116 | 59.5608 | 38.5324 | 0.28579 | 0.38466 | 2.5732 | Extraction of crude oil and nat. gas | 0.08845 | 9945.3349 | 46361.0968
Gas turbine with heat recovery | 1707.9553 | 2813.176 | 3761.745 | 8069.8727 | 13488.4112 | 60152.9596 | 157494.9797 | 257 | Gas turbine with heat recovery | 6.6457 | 14.6371 | 2.2025 | 69.0252 | 56.6396 | 0.53937 | 0.507 | 2.0706 | Coke ovens | 0.018476 | 1105.2207 | 5418.5385
Internal combustion engine | 2319.6035 | 3923.6441 | 3246.0965 | 9240.8607 | 14589.1644 | 44959.017 | 149318.2807 | 1776 | Internal combustion engine | 1.3061 | 1.8278 | 1.3994 | 65.2834 | 52.3888 | 0.45477 | 0.43914 | 1.3515 | Refineries | 4.0428 | 1604.0406 | 5348.3037
Others | 40.6868 | 40.6868 | 204.3662 | 104.4856 | 104.4856 | 3104.4171 | 5181.8221 | 1 | Others | [8 empty] | Extraction and processing of nuclear fuels | 0 | 0 | 0
Sub-Total | 23201.9134 | 47537.8345 | 45580.9156 | 87005.3092 | 222888.919 | 626727.1021 | 2308933.2723 | 2720 | TOTAL | 8.5301 | 16.7577 | 1.9645 | 61.8956 | 40.7091 | 0.42807 | 0.43595 | 2.0009 | Iron and steel industry | 0.97021 | 24335.9211 | 135883.6098
TOTAL (1+2) | 73877.7191 | 98213.6402 | 171242.9604 | 247667.3022 | 383550.9119 | 2250288.2044 | 4976438.0523 | 11099 | TOTAL (1+2) | 6.6563 | 15.4287 | 2.3179 | 72.9653 | 63.1353 | 0.38269 | 0.41665 | 2.5239 | Non-ferrous metals | 0.10641 | 24335.9211 | 135883.6098
[5 empty] | 383550.9119 | [12 empty] | Chemical industry | 12.3751
Sector | Maximum capacity |  |  | Production |  |  | Fuel | Number | By sector | Capacity ratios |  |  | Production ratios |  |  |  |  | Non-metallic mineral products | 0.46826
| Electrical |  | Heat | Electricity |  | Heat | Input | of |  | Average |  | Heat to | Efficiency | Efficiency | Load factor |  | Heat to | Extraction | 0.1619
| CHP | Gross | Net | ECHP | Gross | Net |  | units |  | Electricity | Heat | Electricity | In/out (G) | In/out (N) | Electricity | Heat | Electricity | Food products, beverages and tobacco | 3.3988
| MW | MW | MW | GWh | GWh | TJ | TJ(NVC) | n |  | MW | MW |  | % | % |  |  |  | Textile, clothing and leather | 0.55423
Public supply | 39478.9859 | 57522.7349 | 75088.7945 | 126089.954 | 232637.7338 | 848274.5726 | 2452268.481 | 5235 | Public supply | 7.5414 | 14.3436 | 1.902 | 68.7433 | 53.1018 | 0.36459 | 0.35818 | 1.8688 | Paper and printing | 7.0551 | 18043.749 | 106547.7797
[18 empty] | Metal products, machinery, equipment | 0.60312 | 0 | 0
Autoproducers | 34399.8965 | 40691.8263 | 96153.7833 | 121577.7154 | 150913.8978 | 1402011.0148 | 2524170.2397 | 5864 | Autoproducers | 5.8663 | 16.3973 | 2.7952 | 77.067 | 72.883 | 0.40345 | 0.46231 | 3.2033 | Other industrial branches | 0.98655 | 6291.9299 | 29336.1825
Mining and agglomeration of solid fuels | 1352.3314 | 1353.2 | 454.3752 | 1385.6148 | 1386.276 | 17334.8961 | 27057.7244 | 24 | Mining and agglomeration of solid fuels | 0 | 0 | 0 | 0 | 0 | 0 | 0 | 0 | Transport | 0.071029 | 0.86861 | 0.66123
Extraction of crude oil and nat. gas | 88.45 | 140.45 | 178.3332 | 493.8168 | 836.132 | 3837.4898 | 9864.0123 | 13 | Extraction of crude oil and nat. gas | 6.8038 | 13.7179 | 2.0162 | 69.4197 | 56.9264 | 0.63733 | 0.68227 | 2.1586 | Services, etc | 1.4854 | 52 | 342.3152
Coke ovens | 18.4765 | 18.528 | 262.7941 | 92.1863 | 98.774 | 4591.1532 | 5679.0335 | 2 | Coke ovens | 9.2382 | 131.397 | 14.2232 | 87.1053 | 86.6877 | 0.56957 | 0.55392 | 13.8342 | Other | 0.6617 | 0.051545 | 6.5877
Refineries | 4042.8076 | 4420.1415 | 14124.4421 | 21485.0614 | 25406.0428 | 230807.1729 | 410410.2895 | 167 | Refineries | 24.2084 | 84.5775 | 3.4937 | 78.5236 | 75.0842 | 0.60667 | 0.51811 | 2.9841 |  |  | 377.3339 | 3920.9814
Extraction and processing of nuclear fuels | 0 | 0 | 0 | 0 | 0 | 0 | 0 | 0 | Extraction and processing of nuclear fuels | 0 | 0 | 0 | 0 | 0 | 0 | 0 | 0 |  |  | 0 | 0
Iron and steel industry | 970.2055 | 1157.61 | 3533.4077 | 1200.6033 | 2493.759 | 15881.7042 | 38400.2705 | 61 | Iron and steel industry | 15.905 | 57.9247 | 3.6419 | 64.7371 | 52.6139 | 0.14126 | 0.14251 | 3.6745 |  |  | 187.4045 | 1293.1557
Non-ferrous metals | 106.4097 | 146.396 | 481.6561 | 314.1979 | 352.5643 | 5362.0947 | 8528.3671 | 24 | Non-ferrous metals | 4.4337 | 20.069 | 4.5264 | 77.7561 | 76.1366 | 0.33707 | 0.35297 | 4.7405 |  |  | 39.9863 | 38.3664
Chemical industry | 12375.0902 | 14648.838 | 21410.8411 | 29005.4909 | 40629.3941 | 331589.7807 | 620245.2674 | 535 | Chemical industry | 23.131 | 40.0203 | 1.7302 | 77.043 | 70.2963 | 0.26756 | 0.49103 | 3.1755 |  |  | 2273.7478 | 11623.9032
Non-metallic mineral products | 468.2631 | 721.31 | 989.0431 | 2553.6237 | 3371.1673 | 19802.6269 | 42382.2867 | 238 | Non-metallic mineral products | 1.9675 | 4.1556 | 2.1122 | 75.3589 | 68.4146 | 0.62253 | 0.63482 | 2.1541 |  |  | 253.0469 | 817.5437
Extraction | 161.9044 | 187.4 | 284.9539 | 979.3404 | 1041.4215 | 6831.7624 | 13320.2136 | 53 | Extraction | 0 | 0 | 0 | 0 | 0 | 0 | 0 | 0 |  |  | 25.4956 | 62.0811
Food products, beverages and tobacco | 3398.7841 | 4048.823 | 14563.6986 | 11645.5749 | 13674.0673 | 141943.356 | 239112.0582 | 734 | Food products, beverages and tobacco | 4.6305 | 19.8416 | 4.285 | 79.95 | 76.8959 | 0.39114 | 0.30902 | 3.3857 |  |  | 650.0389 | 2028.4924
Textile, clothing and leather | 554.2305 | 753.3058 | 2053.7595 | 2187.2272 | 2761.9636 | 19622.5711 | 39453.3157 | 199 | Textile, clothing and leather | 2.7851 | 10.3204 | 3.7056 | 74.9383 | 69.694 | 0.4505 | 0.30294 | 2.4921 |  |  | 199.0753 | 574.7364
Paper and printing | 7055.1099 | 7942.7187 | 29368.2038 | 35878.2888 | 38929.1907 | 493595.621 | 820423.9603 | 627 | Paper and printing | 11.2522 | 46.8392 | 4.1627 | 77.2455 | 75.9068 | 0.58053 | 0.53289 | 3.8215 |  |  | 887.6088 | 3050.9019
Metal products, machinery, equipment | 603.1246 | 751.953 | 1579.8469 | 2030.2458 | 2518.4726 | 15282.6035 | 32883.6535 | 226 | Metal products, machinery, equipment | 2.6687 | 6.9905 | 2.6194 | 74.0462 | 68.7013 | 0.38427 | 0.30671 | 2.091 |  |  | 148.8284 | 488.2268
Other industrial branches | 986.5484 | 1385.9717 | 2352.2987 | 3698.957 | 5397.2566 | 33474.4365 | 71404.2025 | 296 | Other industrial branches | 3.3329 | 7.947 | 2.3844 | 74.0917 | 65.5293 | 0.42801 | 0.4512 | 2.5138 |  |  | 399.4233 | 1698.2996
Transport | 71.0286 | 93.544 | 78.1536 | 251.5964 | 373.1027 | 1019.4633 | 3686.5092 | 23 | Transport | 3.0882 | 3.398 | 1.1003 | 64.0886 | 52.2231 | 0.40436 | 32.3233 | 1.1255 |  |  | 22.5154 | 121.5063
Services, etc | 1485.4311 | 1846.5706 | 3152.2793 | 5859.4325 | 7408.7463 | 45024.2506 | 99614.5686 | 1474 | Services, etc | 1.0078 | 2.1386 | 2.1221 | 71.9731 | 66.374 | 0.4503 | 0.45286 | 2.1345 |  |  | 361.1394 | 1549.3138
Other | 661.7008 | 1075.066 | 1285.6967 | 2516.4574 | 4235.567 | 16010.0321 | 41704.5067 | 1168 | Other | [10 empty] | 413.3652 | 1719.1096
TOTAL | 73878.8823 | 98214.5612 | 171242.5778 | 247667.6694 | 383551.6316 | 2250285.5874 | 4976438.7207 | 11099 | TOTAL | 6.6564 | 15.4286 | 2.3179 | 72.9653 | 63.1353 | 0.38269 | 0.41665 | 2.5239 |  |  | 24335.6789 | 135883.9622
Type of fuel | Maximum capacity |  |  | Maximum production |  |  | Fuel | Number
| Electricity |  | Heat | Electricity |  | Heat | Input | of
| CHP | Gross | Net | ECHP | Gross | Net |  | units
| MW | MW | MW | GWh | GWh | MW | TJ(NVC) | n
Single-fuel fired units
Solid | 10117.4771 | 10949.393 | 14234.4901 | 7065.577 | 10236.4767 | 80500.7621 | 164916.7394 | 182
Liquid | 3085.864 | 6609.5591 | 10268.0357 | 10979.7214 | 29691.8531 | 107448.9792 | 331279.0348 | 676
Gas | 22530.0608 | 31874.4511 | 45980.8221 | 87114.2023 | 147243.4726 | 564555.6122 | 1533499.6362 | 8567
Others | 1023.372 | 1056.1801 | 4089.3778 | 4981.2949 | 5162.9286 | 79106.1536 | 123098.6683 | 240
Multi-fuel fired units
Solid & liquid | 8359.1198 | 11128.759 | 14739.6152 | 7510.6601 | 19228.9968 | 54718.9624 | 191773.4861 | 87
Liquid & gas | 11735.4755 | 15775.774 | 31903.8506 | 40775.053 | 61012.6357 | 362304.8493 | 768120.6526 | 578
Solid & liquid & gas | 3977.411 | 4451.111 | 10221.9757 | 3354.0998 | 4218.7098 | 30238.7689 | 66815.338 | 117
Others | 13049.6096 | 15003.7179 | 39804.6756 | 29657.7178 | 44275.3961 | 426666.7939 | 798525.9968 | 652
TOTAL | 73878.3897 | 96848.9452 | 171242.8428 | 247666.3264 | 377298.4694 | 2250284.8816 | 4918162.5522 | 11099
Norway | [7 empty] | 2002 | Norway | [7 empty] | 2002
1 : Completely CHP –units rdmt>= 75%) | Maximum capacity |  |  | Production |  |  | Fuel | Number | 1 : Completely CHP –units rdmt>= 75%) | Capacity ratios |  |  | Production ratios
| Electrical |  | Heat | Electricity |  | Heat | Input | of |  | Average |  | Heat to | Efficiency | Efficiency | Load factor |  | Heat to | Norway
Type of cycle | CHP | Gross | Net | ECHP | Gross | Net |  | units | Type of cycle | Electricity | Heat | Electricity | In/out (G) | In/out (N) | Electricity | Heat | Electricity | Auto CHP Heat production 2002 | 0
| MW | MW | MW | GWh | GWh | TJ | TJ(NVC) | n |  | MW | MW |  | % | % |  |  |  | Auto CHP ISI Heat 2002 | 0
Combined cycle | [8 empty] | Combined cycle | #DIV/0! | #DIV/0! | #DIV/0! | #DIV/0! | #DIV/0! | #DIV/0! | #DIV/0! | #DIV/0! | Auto CHP Chemical Heat 2002 | 0 | 0 | 0
Steam : backpressure turbine | [8 empty] | Steam : backpressure turbine | #DIV/0! | #DIV/0! | #DIV/0! | #DIV/0! | #DIV/0! | #DIV/0! | #DIV/0! | #DIV/0! | Auto CHP Paper Heat 2002 | 0 | 0 | 0
Steam: condensing turbine | [8 empty] | Steam: condensing turbine | #DIV/0! | #DIV/0! | #DIV/0! | #DIV/0! | #DIV/0! | #DIV/0! | #DIV/0! | #DIV/0! | Auto CHP Refineries Heat 2002 | 0 | 0 | 0
Gas turbine with heat recovery | [8 empty] | Gas turbine with heat recovery | #DIV/0! | #DIV/0! | #DIV/0! | #DIV/0! | #DIV/0! | #DIV/0! | #DIV/0! | #DIV/0! | Auto CHP Others Heat 2002 | 0 | 0 | 0
Internal combustion engine | [8 empty] | Internal combustion engine | #DIV/0! | #DIV/0! | #DIV/0! | #DIV/0! | #DIV/0! | #DIV/0! | #DIV/0! | #DIV/0! |  |  | 0 | 0
Others | [8 empty] | Others | [8 empty] | Auto CHP Total Consumption 2002 | 0 | 0 | 0
Sub-Total | 0 | 0 | 0 | 0 | 0 | 0 | 0 | 0 | TOTAL | #DIV/0! | #DIV/0! | #DIV/0! | #DIV/0! | #DIV/0! | #DIV/0! | #DIV/0! | #DIV/0! | Auto CHP ISI Consumption 2002 | 0
2 : Units with a non-CHP component (rdmt < 75%) | Maximum capacity |  |  | Production |  |  | Fuel | Number | 2 : Units with a non-CHP component (rdmt < 75%) | Capacity ratios |  |  | Production ratios |  |  |  |  | Auto CHP Chemical consumption 2002 | 0
| Electrical |  | Heat | Electricity |  | Heat | Input | of |  | Average |  | Heat to | Efficiency | Efficiency | Load factor |  | Heat to | Auto CHP Paper conumption 2002 | 0
Type of cycle | CHP | Gross | Net | ECHP | Gross | Net |  | units | Type of cycle | Electricity | Heat | Electricity | In/out (G) | In/out (N) | Electricity | Heat | Electricity | Auto CHP Refineries consumption 2002 | 0
| MW | MW | MW | GWh | GWh | TJ | TJ(NVC) | n |  | MW | MW |  | % | % |  |  |  | Auto CHP Others consumption 2002 | 0
Combined cycle | [8 empty] | Combined cycle | #DIV/0! | #DIV/0! | #DIV/0! | #DIV/0! | #DIV/0! | #DIV/0! | #DIV/0! | #DIV/0! |  |  | 0 | 0
Steam : backpressure turbine | [8 empty] | Steam : backpressure turbine | #DIV/0! | #DIV/0! | #DIV/0! | #DIV/0! | #DIV/0! | #DIV/0! | #DIV/0! | #DIV/0! | Mining and agglomeration of solid fuels | 0 | 0 | 0
Steam: condensing turbine | [8 empty] | Steam: condensing turbine | #DIV/0! | #DIV/0! | #DIV/0! | #DIV/0! | #DIV/0! | #DIV/0! | #DIV/0! | #DIV/0! | Extraction of crude oil and nat. gas | 0 | 0 | 0
Gas turbine with heat recovery | [8 empty] | Gas turbine with heat recovery | #DIV/0! | #DIV/0! | #DIV/0! | #DIV/0! | #DIV/0! | #DIV/0! | #DIV/0! | #DIV/0! | Coke ovens | 0 | 0 | 0
Internal combustion engine | [8 empty] | Internal combustion engine | #DIV/0! | #DIV/0! | #DIV/0! | #DIV/0! | #DIV/0! | #DIV/0! | #DIV/0! | #DIV/0! | Refineries | 0 | 0 | 0
Others | [8 empty] | Others | [8 empty] | Extraction and processing of nuclear fuels | 0 | 0 | 0
Sub-Total | 0 | 0 | 0 | 0 | 0 | 0 | 0 | 0 | TOTAL | #DIV/0! | #DIV/0! | #DIV/0! | #DIV/0! | #DIV/0! | #DIV/0! | #DIV/0! | #DIV/0! | Iron and steel industry | 0 | 0 | 0
TOTAL (1+2) | 0 | 0 | 0 | 0 | 0 | 0 | 0 | 0 | TOTAL (1+2) | #DIV/0! | #DIV/0! | #DIV/0! | #DIV/0! | #DIV/0! | #DIV/0! | #DIV/0! | #DIV/0! | Non-ferrous metals | 0 | 0 | 0
[18 empty] | Chemical industry | 0
Sector | Maximum capacity |  |  | Production |  |  | Fuel | Number | By sector | Capacity ratios |  |  | Production ratios |  |  |  |  | Non-metallic mineral products | 0
| Electrical |  | Heat | Electricity |  | Heat | Input | of |  | Average |  | Heat to | Efficiency | Efficiency | Load factor |  | Heat to | Extraction | 0
| CHP | Gross | Net | ECHP | Gross | Net |  | units |  | Electricity | Heat | Electricity | In/out (G) | In/out (N) | Electricity | Heat | Electricity | Food products, beverages and tobacco | 0
| MW | MW | MW | GWh | GWh | TJ | TJ(NVC) | n |  | MW | MW |  | % | % |  |  |  | Textile, clothing and leather | 0
Public supply | [8 empty] | Public supply | #DIV/0! | #DIV/0! | #DIV/0! | #DIV/0! | #DIV/0! | #DIV/0! | #DIV/0! | #DIV/0! | Paper and printing | 0 | 0 | 0
[18 empty] | Metal products, machinery, equipment | 0 | 0 | 0
Autoproducers | 0 | 0 | 0 | 0 | 0 | 0 | 0 | 0 | Autoproducers | #DIV/0! | #DIV/0! | #DIV/0! | #DIV/0! | #DIV/0! | #DIV/0! | #DIV/0! | #DIV/0! | Other industrial branches | 0 | 0 | 0
Mining and agglomeration of solid fuels | [8 empty] | Mining and agglomeration of solid fuels | #DIV/0! | #DIV/0! | #DIV/0! | #DIV/0! | #DIV/0! | #DIV/0! | #DIV/0! | #DIV/0! | Transport | 0 | 0 | 0
Extraction of crude oil and nat. gas | [8 empty] | Extraction of crude oil and nat. gas | #DIV/0! | #DIV/0! | #DIV/0! | #DIV/0! | #DIV/0! | #DIV/0! | #DIV/0! | #DIV/0! | Services, etc | 0 | 0 | 0
Coke ovens | [8 empty] | Coke ovens | #DIV/0! | #DIV/0! | #DIV/0! | #DIV/0! | #DIV/0! | #DIV/0! | #DIV/0! | #DIV/0! | Other | 0 | 0 | 0
Refineries | [8 empty] | Refineries | #DIV/0! | #DIV/0! | #DIV/0! | #DIV/0! | #DIV/0! | #DIV/0! | #DIV/0! | #DIV/0! |  |  | 0 | 0
Extraction and processing of nuclear fuels | [8 empty] | Extraction and processing of nuclear fuels | #DIV/0! | #DIV/0! | #DIV/0! | #DIV/0! | #DIV/0! | #DIV/0! | #DIV/0! | #DIV/0! |  |  | 0 | 0
Iron and steel industry | [8 empty] | Iron and steel industry | #DIV/0! | #DIV/0! | #DIV/0! | #DIV/0! | #DIV/0! | #DIV/0! | #DIV/0! | #DIV/0! |  |  | 0 | 0
Non-ferrous metals | [8 empty] | Non-ferrous metals | #DIV/0! | #DIV/0! | #DIV/0! | #DIV/0! | #DIV/0! | #DIV/0! | #DIV/0! | #DIV/0! |  |  | 0 | 0
Chemical industry | [8 empty] | Chemical industry | #DIV/0! | #DIV/0! | #DIV/0! | #DIV/0! | #DIV/0! | #DIV/0! | #DIV/0! | #DIV/0! |  |  | 0 | 0
Non-metallic mineral products | [8 empty] | Non-metallic mineral products | #DIV/0! | #DIV/0! | #DIV/0! | #DIV/0! | #DIV/0! | #DIV/0! | #DIV/0! | #DIV/0! |  |  | 0 | 0
Extraction | [8 empty] | Extraction | #DIV/0! | #DIV/0! | #DIV/0! | #DIV/0! | #DIV/0! | #DIV/0! | #DIV/0! | #DIV/0! |  |  | 0 | 0
Food products, beverages and tobacco | [8 empty] | Food products, beverages and tobacco | #DIV/0! | #DIV/0! | #DIV/0! | #DIV/0! | #DIV/0! | #DIV/0! | #DIV/0! | #DIV/0! |  |  | 0 | 0
Textile, clothing and leather | [8 empty] | Textile, clothing and leather | #DIV/0! | #DIV/0! | #DIV/0! | #DIV/0! | #DIV/0! | #DIV/0! | #DIV/0! | #DIV/0! |  |  | 0 | 0
Paper and printing | [8 empty] | Paper and printing | #DIV/0! | #DIV/0! | #DIV/0! | #DIV/0! | #DIV/0! | #DIV/0! | #DIV/0! | #DIV/0! |  |  | 0 | 0
Metal products, machinery, equipment | [8 empty] | Metal products, machinery, equipment | #DIV/0! | #DIV/0! | #DIV/0! | #DIV/0! | #DIV/0! | #DIV/0! | #DIV/0! | #DIV/0! |  |  | 0 | 0
Other industrial branches | [8 empty] | Other industrial branches | #DIV/0! | #DIV/0! | #DIV/0! | #DIV/0! | #DIV/0! | #DIV/0! | #DIV/0! | #DIV/0! |  |  | 0 | 0
Transport | [8 empty] | Transport | #DIV/0! | #DIV/0! | #DIV/0! | #DIV/0! | #DIV/0! | #DIV/0! | #DIV/0! | #DIV/0! |  |  | 0 | 0
Services, etc | [8 empty] | Services, etc | #DIV/0! | #DIV/0! | #DIV/0! | #DIV/0! | #DIV/0! | #DIV/0! | #DIV/0! | #DIV/0! |  |  | 0 | 0
Other | [8 empty] | Other | [10 empty] | 0 | 0
TOTAL | 0 | 0 | 0 | 0 | 0 | 0 | 0 | 0 | TOTAL | #DIV/0! | #DIV/0! | #DIV/0! | #DIV/0! | #DIV/0! | #DIV/0! | #DIV/0! | #DIV/0! |  |  | 0 | 0
Type of fuel | Maximum capacity |  |  | Maximum production |  |  | Fuel | Number
| Electricity |  | Heat | Electricity |  | Heat | Input | of
| CHP | Gross | Net | ECHP | Gross | Net |  | units
| MW | MW | MW | GWh | GWh | MW | TJ(NVC) | n
Single-fuel fired units
Solid
Liquid
Gas
Others1
Multi-fuel fired units
Solid & liquid
Liquid & gas
Solid & liquid & gas
Others
TOTAL | 0 | 0 | 0 | 0 | 0 | 0 | 0 | 0
1 Municipal solid waste
Iceland | [7 empty] | 2002 | Iceland | [7 empty] | 2002
1 : Completely CHP –units rdmt>= 75%) | Maximum capacity |  |  | Production |  |  | Fuel | Number | 1 : Completely CHP –units rdmt>= 75%) | Capacity ratios |  |  | Production ratios
| Electrical |  | Heat | Electricity |  | Heat | Input | of |  | Average |  | Heat to | Efficiency | Efficiency | Load factor |  | Heat to | Iceland
Type of cycle | CHP | Gross | Net | ECHP | Gross | Net |  | units | Type of cycle | Electricity | Heat | Electricity | In/out (G) | In/out (N) | Electricity | Heat | Electricity | Auto CHP Heat production 2002 | 0
| MW | MW | MW | GWh | GWh | TJ | TJ(NVC) | n |  | MW | MW |  | % | % |  |  |  | Auto CHP ISI Heat 2002 | 0
Combined cycle | [8 empty] | Combined cycle | #DIV/0! | #DIV/0! | #DIV/0! | #DIV/0! | #DIV/0! | #DIV/0! | #DIV/0! | #DIV/0! | Auto CHP Chemical Heat 2002 | 0 | 0 | 0
Steam : backpressure turbine | [8 empty] | Steam : backpressure turbine | #DIV/0! | #DIV/0! | #DIV/0! | #DIV/0! | #DIV/0! | #DIV/0! | #DIV/0! | #DIV/0! | Auto CHP Paper Heat 2002 | 0 | 0 | 0
Steam: condensing turbine | [8 empty] | Steam: condensing turbine | #DIV/0! | #DIV/0! | #DIV/0! | #DIV/0! | #DIV/0! | #DIV/0! | #DIV/0! | #DIV/0! | Auto CHP Refineries Heat 2002 | 0 | 0 | 0
Gas turbine with heat recovery | [8 empty] | Gas turbine with heat recovery | #DIV/0! | #DIV/0! | #DIV/0! | #DIV/0! | #DIV/0! | #DIV/0! | #DIV/0! | #DIV/0! | Auto CHP Others Heat 2002 | 0 | 0 | 0
Internal combustion engine | [8 empty] | Internal combustion engine | #DIV/0! | #DIV/0! | #DIV/0! | #DIV/0! | #DIV/0! | #DIV/0! | #DIV/0! | #DIV/0! |  |  | 0 | 0
Others | [8 empty] | Others | [8 empty] | Auto CHP Total Consumption 2002 | 0 | 0 | 0
Sub-Total | 0 | 0 | 0 | 0 | 0 | 0 | 0 | 0 | TOTAL | #DIV/0! | #DIV/0! | #DIV/0! | #DIV/0! | #DIV/0! | #DIV/0! | #DIV/0! | #DIV/0! | Auto CHP ISI Consumption 2002 | 0
2 : Units with a non-CHP component (rdmt < 75%) | Maximum capacity |  |  | Production |  |  | Fuel | Number | 2 : Units with a non-CHP component (rdmt < 75%) | Capacity ratios |  |  | Production ratios |  |  |  |  | Auto CHP Chemical consumption 2002 | 0
| Electrical |  | Heat | Electricity |  | Heat | Input | of |  | Average |  | Heat to | Efficiency | Efficiency | Load factor |  | Heat to | Auto CHP Paper conumption 2002 | 0
Type of cycle | CHP | Gross | Net | ECHP | Gross | Net |  | units | Type of cycle | Electricity | Heat | Electricity | In/out (G) | In/out (N) | Electricity | Heat | Electricity | Auto CHP Refineries consumption 2002 | 0
| MW | MW | MW | GWh | GWh | TJ | TJ(NVC) | n |  | MW | MW |  | % | % |  |  |  | Auto CHP Others consumption 2002 | 0
Combined cycle | [8 empty] | Combined cycle | #DIV/0! | #DIV/0! | #DIV/0! | #DIV/0! | #DIV/0! | #DIV/0! | #DIV/0! | #DIV/0! |  |  | 0 | 0
Steam : backpressure turbine | [8 empty] | Steam : backpressure turbine | #DIV/0! | #DIV/0! | #DIV/0! | #DIV/0! | #DIV/0! | #DIV/0! | #DIV/0! | #DIV/0! | Mining and agglomeration of solid fuels | 0 | 0 | 0
Steam: condensing turbine | [8 empty] | Steam: condensing turbine | #DIV/0! | #DIV/0! | #DIV/0! | #DIV/0! | #DIV/0! | #DIV/0! | #DIV/0! | #DIV/0! | Extraction of crude oil and nat. gas | 0 | 0 | 0
Gas turbine with heat recovery | [8 empty] | Gas turbine with heat recovery | #DIV/0! | #DIV/0! | #DIV/0! | #DIV/0! | #DIV/0! | #DIV/0! | #DIV/0! | #DIV/0! | Coke ovens | 0 | 0 | 0
Internal combustion engine | [8 empty] | Internal combustion engine | #DIV/0! | #DIV/0! | #DIV/0! | #DIV/0! | #DIV/0! | #DIV/0! | #DIV/0! | #DIV/0! | Refineries | 0 | 0 | 0
Others | [8 empty] | Others | [8 empty] | Extraction and processing of nuclear fuels | 0 | 0 | 0
Sub-Total | 0 | 0 | 0 | 0 | 0 | 0 | 0 | 0 | TOTAL | #DIV/0! | #DIV/0! | #DIV/0! | #DIV/0! | #DIV/0! | #DIV/0! | #DIV/0! | #DIV/0! | Iron and steel industry | 0 | 0 | 0
TOTAL (1+2) | 0 | 0 | 0 | 0 | 0 | 0 | 0 | 0 | TOTAL (1+2) | #DIV/0! | #DIV/0! | #DIV/0! | #DIV/0! | #DIV/0! | #DIV/0! | #DIV/0! | #DIV/0! | Non-ferrous metals | 0 | 0 | 0
[18 empty] | Chemical industry | 0
Sector | Maximum capacity |  |  | Production |  |  | Fuel | Number | By sector | Capacity ratios |  |  | Production ratios |  |  |  |  | Non-metallic mineral products | 0
| Electrical |  | Heat | Electricity |  | Heat | Input | of |  | Average |  | Heat to | Efficiency | Efficiency | Load factor |  | Heat to | Extraction | 0
| CHP | Gross | Net | ECHP | Gross | Net |  | units |  | Electricity | Heat | Electricity | In/out (G) | In/out (N) | Electricity | Heat | Electricity | Food products, beverages and tobacco | 0
| MW | MW | MW | GWh | GWh | TJ | TJ(NVC) | n |  | MW | MW |  | % | % |  |  |  | Textile, clothing and leather | 0
Public supply | [8 empty] | Public supply | #DIV/0! | #DIV/0! | #DIV/0! | #DIV/0! | #DIV/0! | #DIV/0! | #DIV/0! | #DIV/0! | Paper and printing | 0 | 0 | 0
[18 empty] | Metal products, machinery, equipment | 0 | 0 | 0
Autoproducers | 0 | 0 | 0 | 0 | 0 | 0 | 0 | 0 | Autoproducers | #DIV/0! | #DIV/0! | #DIV/0! | #DIV/0! | #DIV/0! | #DIV/0! | #DIV/0! | #DIV/0! | Other industrial branches | 0 | 0 | 0
Mining and agglomeration of solid fuels | [8 empty] | Mining and agglomeration of solid fuels | #DIV/0! | #DIV/0! | #DIV/0! | #DIV/0! | #DIV/0! | #DIV/0! | #DIV/0! | #DIV/0! | Transport | 0 | 0 | 0
Extraction of crude oil and nat. gas | [8 empty] | Extraction of crude oil and nat. gas | #DIV/0! | #DIV/0! | #DIV/0! | #DIV/0! | #DIV/0! | #DIV/0! | #DIV/0! | #DIV/0! | Services, etc | 0 | 0 | 0
Coke ovens | [8 empty] | Coke ovens | #DIV/0! | #DIV/0! | #DIV/0! | #DIV/0! | #DIV/0! | #DIV/0! | #DIV/0! | #DIV/0! | Other | 0 | 0 | 0
Refineries | [8 empty] | Refineries | #DIV/0! | #DIV/0! | #DIV/0! | #DIV/0! | #DIV/0! | #DIV/0! | #DIV/0! | #DIV/0! |  |  | 0 | 0
Extraction and processing of nuclear fuels | [8 empty] | Extraction and processing of nuclear fuels | #DIV/0! | #DIV/0! | #DIV/0! | #DIV/0! | #DIV/0! | #DIV/0! | #DIV/0! | #DIV/0! |  |  | 0 | 0
Iron and steel industry | [8 empty] | Iron and steel industry | #DIV/0! | #DIV/0! | #DIV/0! | #DIV/0! | #DIV/0! | #DIV/0! | #DIV/0! | #DIV/0! |  |  | 0 | 0
Non-ferrous metals | [8 empty] | Non-ferrous metals | #DIV/0! | #DIV/0! | #DIV/0! | #DIV/0! | #DIV/0! | #DIV/0! | #DIV/0! | #DIV/0! |  |  | 0 | 0
Chemical industry | [8 empty] | Chemical industry | #DIV/0! | #DIV/0! | #DIV/0! | #DIV/0! | #DIV/0! | #DIV/0! | #DIV/0! | #DIV/0! |  |  | 0 | 0
Non-metallic mineral products | [8 empty] | Non-metallic mineral products | #DIV/0! | #DIV/0! | #DIV/0! | #DIV/0! | #DIV/0! | #DIV/0! | #DIV/0! | #DIV/0! |  |  | 0 | 0
Extraction | [8 empty] | Extraction | #DIV/0! | #DIV/0! | #DIV/0! | #DIV/0! | #DIV/0! | #DIV/0! | #DIV/0! | #DIV/0! |  |  | 0 | 0
Food products, beverages and tobacco | [8 empty] | Food products, beverages and tobacco | #DIV/0! | #DIV/0! | #DIV/0! | #DIV/0! | #DIV/0! | #DIV/0! | #DIV/0! | #DIV/0! |  |  | 0 | 0
Textile, clothing and leather | [8 empty] | Textile, clothing and leather | #DIV/0! | #DIV/0! | #DIV/0! | #DIV/0! | #DIV/0! | #DIV/0! | #DIV/0! | #DIV/0! |  |  | 0 | 0
Paper and printing | [8 empty] | Paper and printing | #DIV/0! | #DIV/0! | #DIV/0! | #DIV/0! | #DIV/0! | #DIV/0! | #DIV/0! | #DIV/0! |  |  | 0 | 0
Metal products, machinery, equipment | [8 empty] | Metal products, machinery, equipment | #DIV/0! | #DIV/0! | #DIV/0! | #DIV/0! | #DIV/0! | #DIV/0! | #DIV/0! | #DIV/0! |  |  | 0 | 0
Other industrial branches | [8 empty] | Other industrial branches | #DIV/0! | #DIV/0! | #DIV/0! | #DIV/0! | #DIV/0! | #DIV/0! | #DIV/0! | #DIV/0! |  |  | 0 | 0
Transport | [8 empty] | Transport | #DIV/0! | #DIV/0! | #DIV/0! | #DIV/0! | #DIV/0! | #DIV/0! | #DIV/0! | #DIV/0! |  |  | 0 | 0
Services, etc | [8 empty] | Services, etc | #DIV/0! | #DIV/0! | #DIV/0! | #DIV/0! | #DIV/0! | #DIV/0! | #DIV/0! | #DIV/0! |  |  | 0 | 0
Other | [8 empty] | Other | [10 empty] | 0 | 0
TOTAL | 0 | 0 | 0 | 0 | 0 | 0 | 0 | 0 | TOTAL | #DIV/0! | #DIV/0! | #DIV/0! | #DIV/0! | #DIV/0! | #DIV/0! | #DIV/0! | #DIV/0! |  |  | 0 | 0
Type of fuel | Maximum capacity |  |  | Maximum production |  |  | Fuel | Number
| Electricity |  | Heat | Electricity |  | Heat | Input | of
| CHP | Gross | Net | ECHP | Gross | Net |  | units
| MW | MW | MW | GWh | GWh | MW | TJ(NVC) | n
Single-fuel fired units
Solid
Liquid
Gas
Others
Multi-fuel fired units
Solid & liquid
Liquid & gas
Solid & liquid & gas
Others
TOTAL | 0 | 0 | 0 | 0 | 0 | 0 | 0 | 0
Bulgaria | [7 empty] | 2002 | Bulgaria | [7 empty] | 2002
1 : Completely CHP –units rdmt>= 75%) | Maximum capacity |  |  | Production |  |  | Fuel | Number | 1 : Completely CHP –units rdmt>= 75%) | Capacity ratios |  |  | Production ratios
| Electrical |  | Heat | Electricity |  | Heat | Input | of |  | Average |  | Heat to | Efficiency | Efficiency | Load factor |  | Heat to | Bulgaria
Type of cycle | CHP | Gross | Net | ECHP | Gross | Net |  | units | Type of cycle | Electricity | Heat | Electricity | In/out (G) | In/out (N) | Electricity | Heat | Electricity | Auto CHP Heat production 2002 | 15.6076
| MW | MW | MW | GWh | GWh | TJ | TJ(NVC) | n |  | MW | MW |  | % | % |  |  |  | Auto CHP ISI Heat 2002 | 4.925
Combined cycle | [8 empty] | Combined cycle | #DIV/0! | #DIV/0! | #DIV/0! | #DIV/0! | #DIV/0! | #DIV/0! | #DIV/0! | #DIV/0! | Auto CHP Chemical Heat 2002 | 7.8251 | 0 | 0
Steam : backpressure turbine | 301 | 301 | 1346 | 961 | 961 | 20984 | 30358 | 19 | Steam : backpressure turbine | 15.8421 | 70.8421 | 4.4718 | 80.5178 | 80.5178 | 0.36446 | 0.4943 | 6.0654 | Auto CHP Paper Heat 2002 | 2.2636 | 0 | 0
Steam : condensing turbine | 50 | 50 | 122 | 50 | 50 | 501 | 803 | 1 | Steam: condensing turbine | 50 | 122 | 2.44 | 84.807 | 84.807 | 0.11416 | 0.1302 | 2.7833 | Auto CHP Refineries Heat 2002 | 0 | 0 | 0
Gas turbine with heat recovery | [8 empty] | Gas turbine with heat recovery | #DIV/0! | #DIV/0! | #DIV/0! | #DIV/0! | #DIV/0! | #DIV/0! | #DIV/0! | #DIV/0! | Auto CHP Others Heat 2002 | 0.59388 | 0 | 0
Internal combustion engine | [8 empty] | Internal combustion engine | #DIV/0! | #DIV/0! | #DIV/0! | #DIV/0! | #DIV/0! | #DIV/0! | #DIV/0! | #DIV/0! |  |  | 0 | 0
Others | [8 empty] | Others | [8 empty] | Auto CHP Total Consumption 2002 | 31.9191 | 0 | 0
Sub-Total | 351 | 351 | 1468 | 1011 | 1011 | 21485 | 31161 | 20 | TOTAL | 17.55 | 73.4 | 4.1823 | 80.6283 | 80.6283 | 0.32881 | 0.46404 | 5.9031 | Auto CHP ISI Consumption 2002 | 8.371
2 : Units with a non-CHP component (rdmt < 75%) | Maximum capacity |  |  | Production |  |  | Fuel | Number | 2 : Units with a non-CHP component (rdmt < 75%) | Capacity ratios |  |  | Production ratios |  |  |  |  | Auto CHP Chemical consumption 2002 | 15.9752
| Electrical |  | Heat | Electricity |  | Heat | Input | of |  | Average |  | Heat to | Efficiency | Efficiency | Load factor |  | Heat to | Auto CHP Paper conumption 2002 | 6.6065
Type of cycle | CHP | Gross | Net | ECHP | Gross | Net |  | units | Type of cycle | Electricity | Heat | Electricity | In/out (G) | In/out (N) | Electricity | Heat | Electricity | Auto CHP Refineries consumption 2002 | 0
| MW | MW | MW | GWh | GWh | TJ | TJ(NVC) | n |  | MW | MW |  | % | % |  |  |  | Auto CHP Others consumption 2002 | 0.96647
Combined cycle | [8 empty] | Combined cycle | #DIV/0! | #DIV/0! | #DIV/0! | #DIV/0! | #DIV/0! | #DIV/0! | #DIV/0! | #DIV/0! |  |  | 0 | 0
Steam : backpressure turbine | 80 | 143 | 448 | 443 | 464 | 8333 | 15810 | 5 | Steam : backpressure turbine | 16 | 89.6 | 5.6 | 63.2726 | 62.7944 | 0.63213 | 0.58975 | 5.2251 | Mining and agglomeration of solid fuels | 0 | 63 | 21
Steam : condensing turbine | 795 | 1094 | 2588 | 1714 | 3559 | 17757 | 56995 | 28 | Steam: condensing turbine | 28.3929 | 92.4286 | 3.2553 | 53.6352 | 41.9816 | 0.24612 | 0.21755 | 2.8778 | Extraction of crude oil and nat. gas | 0 | 299 | 1845
Gas turbine with heat recovery | [8 empty] | Gas turbine with heat recovery | #DIV/0! | #DIV/0! | #DIV/0! | #DIV/0! | #DIV/0! | #DIV/0! | #DIV/0! | #DIV/0! | Coke ovens | 0 | 0 | 0
Internal combustion engine | [8 empty] | Internal combustion engine | #DIV/0! | #DIV/0! | #DIV/0! | #DIV/0! | #DIV/0! | #DIV/0! | #DIV/0! | #DIV/0! | Refineries | 0 | 0 | 0
Others | [8 empty] | Others | [8 empty] | Extraction and processing of nuclear fuels | 0 | 0 | 0
Sub-Total | 875 | 1237 | 3036 | 2157 | 4023 | 26090 | 72805 | 33 | TOTAL | 26.5152 | 92 | 3.4697 | 55.728 | 46.5012 | 0.28141 | 0.27247 | 3.3599 | Iron and steel industry | 0.084 | 362 | 1866
TOTAL (1+2) | 1226 | 1588 | 4504 | 3168 | 5034 | 47575 | 103966 | 53 | TOTAL (1+2) | 23.1321 | 84.9811 | 3.6737 | 63.1912 | 56.7299 | 0.29498 | 0.33491 | 4.1715 | Non-ferrous metals | 0 | 362 | 1866
[18 empty] | Chemical industry | 0.14307
Sector | Maximum capacity |  |  | Production |  |  | Fuel | Number | By sector | Capacity ratios |  |  | Production ratios |  |  |  |  | Non-metallic mineral products | 0
| Electrical |  | Heat | Electricity |  | Heat | Input | of |  | Average |  | Heat to | Efficiency | Efficiency | Load factor |  | Heat to | Extraction | 0
| CHP | Gross | Net | ECHP | Gross | Net |  | units |  | Electricity | Heat | Electricity | In/out (G) | In/out (N) | Electricity | Heat | Electricity | Food products, beverages and tobacco | 0.006
| MW | MW | MW | GWh | GWh | TJ | TJ(NVC) | n |  | MW | MW |  | % | % |  |  |  | Textile, clothing and leather | 0
Public supply | 846.57 | 1020.1 | 3083.59 | 2145.0439 | 3608.505 | 31968.0792 | 72047.128 | 35 | Public supply | 24.1877 | 88.1026 | 3.6425 | 62.4018 | 55.0893 | 0.28925 | 0.3287 | 4.1398 | Paper and printing | 0.116 | 173.53 | 1463.4611
[18 empty] | Metal products, machinery, equipment | 0 | 0 | 0
Autoproducers | 379.07 | 568 | 1419.99 | 1022.9824 | 1425.208 | 15607.5912 | 31919.0863 | 18 | Autoproducers | 21.0594 | 78.8883 | 3.746 | 64.9716 | 60.4351 | 0.30807 | 0.34849 | 4.238 | Other industrial branches | 0.03 | 188.93 | 402.2256
Mining and agglomeration of solid fuels | [8 empty] | Mining and agglomeration of solid fuels | #DIV/0! | #DIV/0! | #DIV/0! | #DIV/0! | #DIV/0! | #DIV/0! | #DIV/0! | #DIV/0! | Transport | 0 | 0 | 0
Extraction of crude oil and nat. gas | [8 empty] | Extraction of crude oil and nat. gas | #DIV/0! | #DIV/0! | #DIV/0! | #DIV/0! | #DIV/0! | #DIV/0! | #DIV/0! | #DIV/0! | Services, etc | 0 | 0 | 0
Coke ovens | [8 empty] | Coke ovens | #DIV/0! | #DIV/0! | #DIV/0! | #DIV/0! | #DIV/0! | #DIV/0! | #DIV/0! | #DIV/0! | Other | 0 | 0 | 0
Refineries | [8 empty] | Refineries | #DIV/0! | #DIV/0! | #DIV/0! | #DIV/0! | #DIV/0! | #DIV/0! | #DIV/0! | #DIV/0! |  |  | 0 | 0
Extraction and processing of nuclear fuels | [8 empty] | Extraction and processing of nuclear fuels | #DIV/0! | #DIV/0! | #DIV/0! | #DIV/0! | #DIV/0! | #DIV/0! | #DIV/0! | #DIV/0! |  |  | 0 | 0
Iron and steel industry | 84 | 112 | 633 | 127.0031 | 329.59 | 4924.9908 | 8370.9602 | 4 | Iron and steel industry | 21 | 158.25 | 7.5357 | 73.0085 | 64.2961 | 0.1726 | 0.24669 | 10.7718 |  |  | 28 | 202.5869
Non-ferrous metals | [8 empty] | Non-ferrous metals | #DIV/0! | #DIV/0! | #DIV/0! | #DIV/0! | #DIV/0! | #DIV/0! | #DIV/0! | #DIV/0! |  |  | 0 | 0
Chemical industry | 143.07 | 248 | 372.49 | 521.0596 | 695.414 | 7825.1328 | 15975.1613 | 6 | Chemical industry | 23.845 | 62.0817 | 2.6036 | 64.6543 | 60.7252 | 0.41575 | 0.66607 | 4.1716 |  |  | 104.93 | 174.3544
Non-metallic mineral products | [8 empty] | Non-metallic mineral products | #DIV/0! | #DIV/0! | #DIV/0! | #DIV/0! | #DIV/0! | #DIV/0! | #DIV/0! | #DIV/0! |  |  | 0 | 0
Extraction | [8 empty] | Extraction | #DIV/0! | #DIV/0! | #DIV/0! | #DIV/0! | #DIV/0! | #DIV/0! | #DIV/0! | #DIV/0! |  |  | 0 | 0
Food products, beverages and tobacco | 6 | 6 | 39 | 18.467 | 18.467 | 549.6984 | 794.6125 | 1 | Food products, beverages and tobacco | 6 | 39 | 6.5 | 77.5447 | 77.5447 | 0.35135 | 0.44689 | 8.2685 |  |  | 0 | 0
Textile, clothing and leather | [8 empty] | Textile, clothing and leather | #DIV/0! | #DIV/0! | #DIV/0! | #DIV/0! | #DIV/0! | #DIV/0! | #DIV/0! | #DIV/0! |  |  | 0 | 0
Paper and printing | 116 | 142 | 275.5 | 352.7711 | 369.044 | 2263.59 | 6606.4917 | 5 | Paper and printing | 23.2 | 55.1 | 2.375 | 54.373 | 53.4863 | 0.34716 | 0.26051 | 1.7824 |  |  | 26 | 16.2729
Metal products, machinery, equipment | [8 empty] | Metal products, machinery, equipment | #DIV/0! | #DIV/0! | #DIV/0! | #DIV/0! | #DIV/0! | #DIV/0! | #DIV/0! | #DIV/0! |  |  | 0 | 0
Other industrial branches | 30 | 60 | 100 | 3.6816 | 12.693 | 44.1792 | 171.8606 | 2 | Other industrial branches | 15 | 50 | 3.3333 | 52.2947 | 33.4183 | 0.014009 | 0.014008 | 3.3333 |  |  | 30 | 9.0114
Transport | [8 empty] | Transport | #DIV/0! | #DIV/0! | #DIV/0! | #DIV/0! | #DIV/0! | #DIV/0! | #DIV/0! | #DIV/0! |  |  | 0 | 0
Services, etc | [8 empty] | Services, etc | #DIV/0! | #DIV/0! | #DIV/0! | #DIV/0! | #DIV/0! | #DIV/0! | #DIV/0! | #DIV/0! |  |  | 0 | 0
Other | [8 empty] | Other | [10 empty] | 0 | 0
TOTAL | 1225.64 | 1588.1 | 4503.58 | 3168.0263 | 5033.713 | 47575.6704 | 103966.2143 | 53 | TOTAL | 23.1253 | 84.9732 | 3.6745 | 63.1908 | 56.7305 | 0.29507 | 0.33494 | 4.1715 |  |  | 362.46 | 1865.6867
Type of fuel | Maximum capacity |  |  | Maximum production |  |  | Fuel | Number
| Electricity |  | Heat | Electricity |  | Heat | Input | of
| CHP | Gross | Net | ECHP | Gross | Net |  | units
| MW | MW | MW | GWh | GWh | MW | TJ(NVC) | n
Single-fuel fired units
Solid |  | 671 | 1473 |  |  |  |  | 16
Liquid |  | 3 | 21 |  |  |  |  | 1
Gas |  | 245 | 898 |  |  |  |  | 11
Others
Multi-fuel fired units
Solid & liquid |  | 36 | 153 |  |  |  |  | 2
Liquid & gas |  | 512 | 1447 |  |  |  |  | 16
Solid & liquid & gas |  | 121 | 512 |  |  |  |  | 7
Others
TOTAL | 1225.64 | 1588.1 | 4503.58 | 3168.0263 | 5033.713 | 47575.6704 | 103966.2143 | 53
Czech Republic | [7 empty] | 2002 | Czech Republic | [7 empty] | 2002
1 : Completely CHP –units rdmt>= 75%) | Maximum capacity |  |  | Production |  |  | Fuel | Number | 1 : Completely CHP –units rdmt>= 75%) | Capacity ratios |  |  | Production ratios
| Electrical |  | Heat | Electricity |  | Heat | Input | of |  | Average |  | Heat to | Efficiency | Efficiency | Load factor |  | Heat to | Czech Republic
Type of cycle | CHP | Gross | Net | ECHP | Gross | Net |  | units | Type of cycle | Electricity | Heat | Electricity | In/out (G) | In/out (N) | Electricity | Heat | Electricity | Auto CHP Heat production 2002 | 53.59
| MW | MW | MW | GWh | GWh | TJ | TJ(NVC) | n |  | MW | MW |  | % | % |  |  |  | Auto CHP ISI Heat 2002 | 10.442
Combined cycle | 140 | 140 | 194 | 235 | 235 | 1083 | 2096 | 2 | Combined cycle | 70 | 97 | 1.3857 | 92.0324 | 92.0324 | 0.19162 | 0.177 | 1.2801 | Auto CHP Chemical Heat 2002 | 22.619 | 0 | 0
Steam : backpressure turbine | 593 | 593 | 4986 | 2119 | 2119 | 44170 | 59468 | 51 | Steam : backpressure turbine | 11.6275 | 97.7647 | 8.4081 | 87.103 | 87.103 | 0.40792 | 0.28088 | 5.7902 | Auto CHP Paper Heat 2002 | 5.964 | 0 | 0
Steam: condensing turbine | 152 | 152 | 547 | 718 | 718 | 8429 | 12546 | 7 | Steam: condensing turbine | 21.7143 | 78.1429 | 3.5987 | 87.7873 | 87.7873 | 0.53923 | 0.48858 | 3.261 | Auto CHP Refineries Heat 2002 | 1.082 | 0 | 0
Gas turbine with heat recovery | 67 | 67 | 91 | 80 | 80 | 503 | 1008 | 3 | Gas turbine with heat recovery | 22.3333 | 30.3333 | 1.3582 | 78.4722 | 78.4722 | 0.1363 | 0.17525 | 1.7465 | Auto CHP Others Heat 2002 | 13.483 | 0 | 0
Internal combustion engine | 51 | 51 | 185 | 193 | 193 | 1717 | 2796 | 92 | Internal combustion engine | 0.55435 | 2.0109 | 3.6275 | 86.2589 | 86.2589 | 0.432 | 0.29427 | 2.4712 |  |  | 0 | 0
Others | [8 empty] | Others | [8 empty] | Auto CHP Total Consumption 2002 | 127.901 | 0 | 0
Sub-Total | 1003 | 1003 | 6003 | 3345 | 3345 | 55902 | 77914 | 155 | TOTAL | 6.471 | 38.729 | 5.985 | 87.2038 | 87.2038 | 0.38071 | 0.29526 | 4.6423 | Auto CHP ISI Consumption 2002 | 26.098
2 : Units with a non-CHP component (rdmt < 75%) | Maximum capacity |  |  | Production |  |  | Fuel | Number | 2 : Units with a non-CHP component (rdmt < 75%) | Capacity ratios |  |  | Production ratios |  |  |  |  | Auto CHP Chemical consumption 2002 | 47.166
| Electrical |  | Heat | Electricity |  | Heat | Input | of |  | Average |  | Heat to | Efficiency | Efficiency | Load factor |  | Heat to | Auto CHP Paper conumption 2002 | 8.069
Type of cycle | CHP | Gross | Net | ECHP | Gross | Net |  | units | Type of cycle | Electricity | Heat | Electricity | In/out (G) | In/out (N) | Electricity | Heat | Electricity | Auto CHP Refineries consumption 2002 | 1.285
| MW | MW | MW | GWh | GWh | TJ | TJ(NVC) | n |  | MW | MW |  | % | % |  |  |  | Auto CHP Others consumption 2002 | 45.283
Combined cycle | 347 | 347 | 489 | 619 | 1867 | 3322 | 15941 | 4 | Combined cycle | 86.75 | 122.25 | 1.4092 | 63.0023 | 34.8184 | 0.20364 | 0.21539 | 1.4908 |  |  | 0 | 1248
Steam : backpressure turbine | 691 | 691 | 4767 | 2352 | 2795 | 31457 | 71002 | 40 | Steam : backpressure turbine | 17.275 | 119.175 | 6.8987 | 58.4758 | 56.2297 | 0.38856 | 0.20923 | 3.7152 | Mining and agglomeration of solid fuels | 0.484 | 0 | 443
Steam: condensing turbine | 3044 | 3044 | 9631 | 6700 | 17434 | 63914 | 250452 | 62 | Steam: condensing turbine | 49.0968 | 155.3387 | 3.1639 | 50.5791 | 35.15 | 0.25126 | 0.21041 | 2.6498 | Extraction of crude oil and nat. gas | 0 | 0 | 10734
Gas turbine with heat recovery | 4 | 4 | 8 | 22 | 26 | 194 | 543 | 1 | Gas turbine with heat recovery | 4 | 8 | 2 | 52.965 | 50.3131 | 0.62785 | 0.76887 | 2.4495 | Coke ovens | 0 | 0 | 4
Internal combustion engine | 13 | 14 | 18 | 26 | 37 | 155 | 425 | 17 | Internal combustion engine | 0.76471 | 1.0588 | 1.3846 | 67.8118 | 58.4941 | 0.22831 | 0.27303 | 1.656 | Refineries | 0.002 | 1 | 11
Others | [8 empty] | Others | [8 empty] | Extraction and processing of nuclear fuels | 0 | 0 | 0
Sub-Total | 4099 | 4100 | 14913 | 9719 | 22159 | 99042 | 338363 | 124 | TOTAL | 33.0565 | 120.2661 | 3.6382 | 52.8469 | 39.6114 | 0.27067 | 0.21057 | 2.8307 | Iron and steel industry | 0.221 | 1 | 12440
TOTAL (1+2) | 5102 | 5103 | 20916 | 13064 | 25504 | 154944 | 416277 | 279 | TOTAL (1+2) | 18.2867 | 74.9677 | 4.0996 | 59.2775 | 48.5192 | 0.2923 | 0.23488 | 3.2945 | Non-ferrous metals | 0 | 1 | 12440
[18 empty] | Chemical industry | 0.393
Sector | Maximum capacity |  |  | Production |  |  | Fuel | Number | By sector | Capacity ratios |  |  | Production ratios |  |  |  |  | Non-metallic mineral products | 0.002
| Electrical |  | Heat | Electricity |  | Heat | Input | of |  | Average |  | Heat to | Efficiency | Efficiency | Load factor |  | Heat to | Extraction | 0
| CHP | Gross | Net | ECHP | Gross | Net |  | units |  | Electricity | Heat | Electricity | In/out (G) | In/out (N) | Electricity | Heat | Electricity | Food products, beverages and tobacco | 0.045
| MW | MW | MW | GWh | GWh | TJ | TJ(NVC) | n |  | MW | MW |  | % | % |  |  |  | Textile, clothing and leather | 0.011
Public supply | 3847 | 3848 | 15366 | 9391 | 18949 | 101354 | 288376 | 152 | Public supply | 25.3092 | 101.0921 | 3.9943 | 58.8018 | 46.8699 | 0.27867 | 0.20913 | 2.998 | Paper and printing | 0.062 | 1 | 9558
[18 empty] | Metal products, machinery, equipment | 0.021 | 0 | 0
Autoproducers | 1255 | 1255 | 5550 | 3673 | 6555 | 53590 | 127901 | 127 | Autoproducers | 9.8819 | 43.7008 | 4.4223 | 60.3498 | 52.2379 | 0.3341 | 0.30615 | 4.0528 | Other industrial branches | 0.006 | 0 | 2882
Mining and agglomeration of solid fuels | 484 | 484 | 1500 | 1087 | 2824 | 9319 | 39148 | 3 | Mining and agglomeration of solid fuels | 161.3333 | 500 | 3.0992 | 49.7737 | 33.8004 | 0.25638 | 0.19698 | 2.3814 | Transport | 0 | 0 | 1737
Extraction of crude oil and nat. gas | 0 | 0 | 0 | 0 | 0 | 0 | 0 | 0 | Extraction of crude oil and nat. gas | #DIV/0! | #DIV/0! | #DIV/0! | #DIV/0! | #DIV/0! | #DIV/0! | #DIV/0! | #DIV/0! | Services, etc | 0.008 | 0 | 0
Coke ovens | 0 | 0 | 0 | 0 | 0 | 0 | 0 | 0 | Coke ovens | #DIV/0! | #DIV/0! | #DIV/0! | #DIV/0! | #DIV/0! | #DIV/0! | #DIV/0! | #DIV/0! | Other | 0 | 0 | 0
Refineries | 2 | 2 | 67 | 15 | 15 | 1082 | 1285 | 1 | Refineries | 2 | 67 | 33.5 | 88.4047 | 88.4047 | 0.85616 | 0.51203 | 20.037 |  |  | 0 | 0
Extraction and processing of nuclear fuels | 0 | 0 | 0 | 0 | 0 | 0 | 0 | 0 | Extraction and processing of nuclear fuels | #DIV/0! | #DIV/0! | #DIV/0! | #DIV/0! | #DIV/0! | #DIV/0! | #DIV/0! | #DIV/0! |  |  | 0 | 0
Iron and steel industry | 221 | 221 | 1166 | 783 | 1418 | 10442 | 26098 | 14 | Iron and steel industry | 15.7857 | 83.2857 | 5.276 | 59.5708 | 50.8116 | 0.40445 | 0.28394 | 3.7044 |  |  | 0 | 635
Non-ferrous metals | 0 | 0 | 0 | 0 | 0 | 0 | 0 | 0 | Non-ferrous metals | #DIV/0! | #DIV/0! | #DIV/0! | #DIV/0! | #DIV/0! | #DIV/0! | #DIV/0! | #DIV/0! |  |  | 0 | 0
Chemical industry | 393 | 393 | 1881 | 1340 | 1841 | 22619 | 47166 | 30 | Chemical industry | 13.1 | 62.7 | 4.7863 | 62.0078 | 58.1839 | 0.38923 | 0.38127 | 4.6888 |  |  | 0 | 501
Non-metallic mineral products | 2 | 2 | 2 | 3 | 4 | 19 | 50 | 4 | Non-metallic mineral products | 0.5 | 0.5 | 1 | 66.8 | 59.6 | 0.17123 | 0.30121 | 1.7593 |  |  | 0 | 1
Extraction | 0 | 0 | 0 | 0 | 0 | 0 | 0 | 0 | Extraction | #DIV/0! | #DIV/0! | #DIV/0! | #DIV/0! | #DIV/0! | #DIV/0! | #DIV/0! | #DIV/0! |  |  | 0 | 0
Food products, beverages and tobacco | 45 | 45 | 328 | 80 | 80 | 2011 | 2931 | 9 | Food products, beverages and tobacco | 5 | 36.4444 | 7.2889 | 78.4374 | 78.4374 | 0.20294 | 0.19439 | 6.9826 |  |  | 0 | 0
Textile, clothing and leather | 11 | 11 | 112 | 20 | 20 | 856 | 1264 | 4 | Textile, clothing and leather | 2.75 | 28 | 10.1818 | 73.4177 | 73.4177 | 0.20756 | 0.24233 | 11.8889 |  |  | 0 | 0
Paper and printing | 62 | 62 | 341 | 265 | 265 | 5964 | 8069 | 5 | Paper and printing | 12.4 | 68.2 | 5.5 | 85.7355 | 85.7355 | 0.48792 | 0.55453 | 6.2516 |  |  | 0 | 0
Metal products, machinery, equipment | 21 | 21 | 132 | 37 | 40 | 1020 | 1347 | 19 | Metal products, machinery, equipment | 1.1053 | 6.9474 | 6.2857 | 86.4143 | 85.6125 | 0.20113 | 0.245 | 7.6577 |  |  | 0 | 3
Other industrial branches | 6 | 6 | 9 | 18 | 23 | 112 | 257 | 12 | Other industrial branches | 0.5 | 0.75 | 1.5 | 75.7977 | 68.7938 | 0.34247 | 0.39457 | 1.7284 |  |  | 0 | 5
Transport | 0 | 0 | 0 | 0 | 0 | 0 | 0 | 0 | Transport | #DIV/0! | #DIV/0! | #DIV/0! | #DIV/0! | #DIV/0! | #DIV/0! | #DIV/0! | #DIV/0! |  |  | 0 | 0
Services, etc | 8 | 8 | 12 | 25 | 25 | 146 | 286 | 26 | Services, etc | 0.30769 | 0.46154 | 1.5 | 82.5175 | 82.5175 | 0.35674 | 0.38576 | 1.6222 |  |  | 0 | 0
Other | [8 empty] | Other | [10 empty] | 0 | 0
TOTAL | 5102 | 5103 | 20916 | 13064 | 25504 | 154944 | 416277 | 279 | TOTAL | 18.2867 | 74.9677 | 4.0996 | 59.2775 | 48.5192 | 0.2923 | 0.23488 | 3.2945 |  |  | 1 | 12440
Type of fuel | Maximum capacity |  |  | Maximum production |  |  | Fuel | Number
| Electricity |  | Heat | Electricity |  | Heat | Input | of
| CHP | Gross | Net | ECHP | Gross | Net |  | units
| MW | MW | MW | GWh | GWh | MW | TJ(NVC) | n
Single-fuel fired units
Solid |  | 3747 | 14506 |  |  |  |  | 101
Liquid |  | 6 | 41 |  |  |  |  | 1
Gas |  | 723 | 1441 |  |  |  |  | 119
Others |  | 5 | 8 |  |  |  |  | 11
Multi-fuel fired units
Solid & liquid |  | 91 | 585 |  |  |  |  | 6
Liquid & gas |  | 116 | 1482 |  |  |  |  | 12
Solid & liquid & gas |  | 415 | 2853 |  |  |  |  | 29
Others
TOTAL | 5102 | 5103 | 20916 | 13064 | 25504 | 154944 | 416277 | 279
Estonia | [7 empty] | 2002 | Estonia | [7 empty] | 2002
1 : Completely CHP –units rdmt>= 75%) | Maximum capacity |  |  | Production |  |  | Fuel | Number | 1 : Completely CHP –units rdmt>= 75%) | Capacity ratios |  |  | Production ratios
| Electrical |  | Heat | Electricity |  | Heat | Input | of |  | Average |  | Heat to | Efficiency | Efficiency | Load factor |  | Heat to | Estonia
Type of cycle | CHP | Gross | Net | ECHP | Gross | Net |  | units | Type of cycle | Electricity | Heat | Electricity | In/out (G) | In/out (N) | Electricity | Heat | Electricity | Auto CHP Heat production 2002 | 2.209
| MW | MW | MW | GWh | GWh | TJ | TJ(NVC) | n |  | MW | MW |  | % | % |  |  |  | Auto CHP ISI Heat 2002 | 0
Combined cycle | [8 empty] | Combined cycle | #DIV/0! | #DIV/0! | #DIV/0! | #DIV/0! | #DIV/0! | #DIV/0! | #DIV/0! | #DIV/0! | Auto CHP Chemical Heat 2002 | 0 | 0 | 0
Steam : backpressure turbine | 119 | 119 | 310.5 | 345.282 | 345.282 | 2763 | 4944.154 | 2 | Steam : backpressure turbine | 59.5 | 155.25 | 2.6092 | 81.0253 | 81.0253 | 0.33122 | 0.28214 | 2.2228 | Auto CHP Paper Heat 2002 | 1.452 | 0 | 0
Steam: condensing turbine | [8 empty] | Steam: condensing turbine | #DIV/0! | #DIV/0! | #DIV/0! | #DIV/0! | #DIV/0! | #DIV/0! | #DIV/0! | #DIV/0! | Auto CHP Refineries Heat 2002 | 0.475 | 0 | 0
Gas turbine with heat recovery | [8 empty] | Gas turbine with heat recovery | #DIV/0! | #DIV/0! | #DIV/0! | #DIV/0! | #DIV/0! | #DIV/0! | #DIV/0! | #DIV/0! | Auto CHP Others Heat 2002 | 0.282 | 0 | 0
Internal combustion engine | 3.36 | 3.36 | 4.69 | 22.874 | 22.874 | 103 | 208.2 | 4 | Internal combustion engine | 0.84 | 1.1725 | 1.3958 | 89.0232 | 89.0232 | 0.77714 | 0.69632 | 1.2508 |  |  | 0 | 0
Others | [8 empty] | Others | [8 empty] | Auto CHP Total Consumption 2002 | 3.9351 | 0 | 0
Sub-Total | 122.36 | 122.36 | 315.19 | 368.156 | 368.156 | 2866 | 5152.354 | 6 | TOTAL | 20.3933 | 52.5317 | 2.5759 | 81.3485 | 81.3485 | 0.34347 | 0.2883 | 2.1624 | Auto CHP ISI Consumption 2002 | 0
2 : Units with a non-CHP component (rdmt < 75%) | Maximum capacity |  |  | Production |  |  | Fuel | Number | 2 : Units with a non-CHP component (rdmt < 75%) | Capacity ratios |  |  | Production ratios |  |  |  |  | Auto CHP Chemical consumption 2002 | 0
| Electrical |  | Heat | Electricity |  | Heat | Input | of |  | Average |  | Heat to | Efficiency | Efficiency | Load factor |  | Heat to | Auto CHP Paper conumption 2002 | 2.2359
Type of cycle | CHP | Gross | Net | ECHP | Gross | Net |  | units | Type of cycle | Electricity | Heat | Electricity | In/out (G) | In/out (N) | Electricity | Heat | Electricity | Auto CHP Refineries consumption 2002 | 0.998
| MW | MW | MW | GWh | GWh | TJ | TJ(NVC) | n |  | MW | MW |  | % | % |  |  |  | Auto CHP Others consumption 2002 | 0.7012
Combined cycle | [8 empty] | Combined cycle | #DIV/0! | #DIV/0! | #DIV/0! | #DIV/0! | #DIV/0! | #DIV/0! | #DIV/0! | #DIV/0! |  |  | 0 | 0
Steam : backpressure turbine | 64.5 | 64.5 | 552.9 | 184.566 | 189.888 | 4798 | 8044.594 | 8 | Steam : backpressure turbine | 8.0625 | 69.1125 | 8.5721 | 68.1401 | 67.902 | 0.32665 | 0.27514 | 7.2211 | Mining and agglomeration of solid fuels | 0.0025 | 0 | 5.322
Steam: condensing turbine | 260 | 260 | 668.6 | 365.553 | 1055.157 | 3573.511 | 15267.06 | 8 | Steam: condensing turbine | 32.5 | 83.575 | 2.5715 | 48.2875 | 32.0265 | 0.1605 | 0.16946 | 2.7155 | Extraction of crude oil and nat. gas | 0 | 0 | 689.604
Gas turbine with heat recovery | [8 empty] | Gas turbine with heat recovery | #DIV/0! | #DIV/0! | #DIV/0! | #DIV/0! | #DIV/0! | #DIV/0! | #DIV/0! | #DIV/0! | Coke ovens | 0 | 0 | 0
Internal combustion engine | 3.6 | 3.6 | 4.1 | 20.371 | 20.371 | 66 | 205.379 | 2 | Internal combustion engine | 1.8 | 2.05 | 1.1389 | 67.8432 | 67.8432 | 0.64596 | 0.51039 | 0.89997 | Refineries | 0.01 | 0 | 0
Others | [8 empty] | Others | [8 empty] | Extraction and processing of nuclear fuels | 0 | 0 | 0
Sub-Total | 328.1 | 328.1 | 1225.6 | 570.49 | 1265.416 | 8437.511 | 23517.033 | 18 | TOTAL | 18.2278 | 68.0889 | 3.7354 | 55.2494 | 44.6114 | 0.19849 | 0.21828 | 4.1083 | Iron and steel industry | 0 | 0 | 694.926
TOTAL (1+2) | 450.46 | 450.46 | 1540.79 | 938.646 | 1633.572 | 11303.511 | 28669.387 | 24 | TOTAL (1+2) | 18.7692 | 64.1996 | 3.4205 | 59.9398 | 51.2136 | 0.23787 | 0.2326 | 3.3451 | Non-ferrous metals | 0 | 0 | 694.926
[18 empty] | Chemical industry | 0
Sector | Maximum capacity |  |  | Production |  |  | Fuel | Number | By sector | Capacity ratios |  |  | Production ratios |  |  |  |  | Non-metallic mineral products | 0.0031
| Electrical |  | Heat | Electricity |  | Heat | Input | of |  | Average |  | Heat to | Efficiency | Efficiency | Load factor |  | Heat to | Extraction | 0
| CHP | Gross | Net | ECHP | Gross | Net |  | units |  | Electricity | Heat | Electricity | In/out (G) | In/out (N) | Electricity | Heat | Electricity | Food products, beverages and tobacco | 0
| MW | MW | MW | GWh | GWh | TJ | TJ(NVC) | n |  | MW | MW |  | % | % |  |  |  | Textile, clothing and leather | 0
Public supply | 421 | 421 | 1355.1 | 834.326 | 1483.93 | 9095 | 24733.907 | 13 | Public supply | 32.3846 | 104.2385 | 3.2188 | 58.3699 | 48.9149 | 0.22623 | 0.2128 | 3.0281 | Paper and printing | 0.01 | 0 | 649.604
[18 empty] | Metal products, machinery, equipment | 0 | 0 | 0
Autoproducers | 29.46 | 29.46 | 185.69 | 104.32 | 149.642 | 2209 | 3935.1 | 11 | Autoproducers | 2.6782 | 16.8809 | 6.3031 | 69.8257 | 65.6794 | 0.40423 | 0.37718 | 5.882 | Other industrial branches | 0 | 0 | 45.322
Mining and agglomeration of solid fuels | 2.5 | 2.5 | 15 | 9.197 | 9.197 | 113 | 288 | 1 | Mining and agglomeration of solid fuels | 2.5 | 15 | 6 | 50.7324 | 50.7324 | 0.41995 | 0.23885 | 3.4129 | Transport | 0 | 0 | 0
Extraction of crude oil and nat. gas | [8 empty] | Extraction of crude oil and nat. gas | #DIV/0! | #DIV/0! | #DIV/0! | #DIV/0! | #DIV/0! | #DIV/0! | #DIV/0! | #DIV/0! | Services, etc | 0.0018 | 0 | 0
Coke ovens | [8 empty] | Coke ovens | #DIV/0! | #DIV/0! | #DIV/0! | #DIV/0! | #DIV/0! | #DIV/0! | #DIV/0! | #DIV/0! | Other | 0.00206 | 0 | 0
Refineries | 10 | 10 | 81.3 | 21.145 | 54.202 | 475 | 998 | 2 | Refineries | 5 | 40.65 | 8.13 | 67.147 | 55.2226 | 0.24138 | 0.18525 | 6.24 |  |  | 0 | 33.057
Extraction and processing of nuclear fuels | [8 empty] | Extraction and processing of nuclear fuels | #DIV/0! | #DIV/0! | #DIV/0! | #DIV/0! | #DIV/0! | #DIV/0! | #DIV/0! | #DIV/0! |  |  | 0 | 0
Iron and steel industry | [8 empty] | Iron and steel industry | #DIV/0! | #DIV/0! | #DIV/0! | #DIV/0! | #DIV/0! | #DIV/0! | #DIV/0! | #DIV/0! |  |  | 0 | 0
Non-ferrous metals | [8 empty] | Non-ferrous metals | #DIV/0! | #DIV/0! | #DIV/0! | #DIV/0! | #DIV/0! | #DIV/0! | #DIV/0! | #DIV/0! |  |  | 0 | 0
Chemical industry | [8 empty] | Chemical industry | #DIV/0! | #DIV/0! | #DIV/0! | #DIV/0! | #DIV/0! | #DIV/0! | #DIV/0! | #DIV/0! |  |  | 0 | 0
Non-metallic mineral products | 3.1 | 3.1 | 3.4 | 18.98 | 18.98 | 59 | 186 | 1 | Non-metallic mineral products | 3.1 | 3.4 | 1.0968 | 68.4559 | 68.4559 | 0.69892 | 0.5502 | 0.86348 |  |  | 0 | 0
Extraction | [8 empty] | Extraction | #DIV/0! | #DIV/0! | #DIV/0! | #DIV/0! | #DIV/0! | #DIV/0! | #DIV/0! | #DIV/0! |  |  | 0 | 0
Food products, beverages and tobacco | [8 empty] | Food products, beverages and tobacco | #DIV/0! | #DIV/0! | #DIV/0! | #DIV/0! | #DIV/0! | #DIV/0! | #DIV/0! | #DIV/0! |  |  | 0 | 0
Textile, clothing and leather | [8 empty] | Textile, clothing and leather | #DIV/0! | #DIV/0! | #DIV/0! | #DIV/0! | #DIV/0! | #DIV/0! | #DIV/0! | #DIV/0! |  |  | 0 | 0
Paper and printing | 10 | 10 | 80.6 | 30.733 | 42.998 | 1452 | 2235.9 | 2 | Paper and printing | 5 | 40.3 | 8.06 | 71.8634 | 69.8886 | 0.35083 | 0.57118 | 13.1238 |  |  | 0 | 12.265
Metal products, machinery, equipment | [8 empty] | Metal products, machinery, equipment | #DIV/0! | #DIV/0! | #DIV/0! | #DIV/0! | #DIV/0! | #DIV/0! | #DIV/0! | #DIV/0! |  |  | 0 | 0
Other industrial branches | [8 empty] | Other industrial branches | #DIV/0! | #DIV/0! | #DIV/0! | #DIV/0! | #DIV/0! | #DIV/0! | #DIV/0! | #DIV/0! |  |  | 0 | 0
Transport | [8 empty] | Transport | #DIV/0! | #DIV/0! | #DIV/0! | #DIV/0! | #DIV/0! | #DIV/0! | #DIV/0! | #DIV/0! |  |  | 0 | 0
Services, etc | 1.8 | 1.8 | 2.3 | 11.995 | 11.995 | 46 | 107.6 | 3 | Services, etc | 0.6 | 0.76667 | 1.2778 | 82.8829 | 82.8829 | 0.76072 | 0.63412 | 1.0653 |  |  | 0 | 0
Other | 2.06 | 2.06 | 3.09 | 12.27 | 12.27 | 64 | 119.6 | 2 | Other | [10 empty] | 0 | 0
TOTAL | 450.46 | 450.46 | 1540.79 | 938.646 | 1633.572 | 11304 | 28669.007 | 24 | TOTAL | 18.7692 | 64.1996 | 3.4205 | 59.9423 | 51.216 | 0.23787 | 0.23261 | 3.3452 |  |  | 0 | 694.926
Type of fuel | Maximum capacity |  |  | Maximum production |  |  | Fuel | Number
| Electricity |  | Heat | Electricity |  | Heat | Input | of
| CHP | Gross | Net | ECHP | Gross | Net |  | units
| MW | MW | MW | GWh | GWh | MW | TJ(NVC) | n
Single-fuel fired units
Solid |  | 20 | 225 |  |  |  |  | 2
Liquid
Gas |  | 210.16 | 486.39 |  |  |  |  | 9
Others |  | 0.8 | 1 |  |  |  |  | 1
Multi-fuel fired units
Solid & liquid |  | 205.5 | 699 |  |  |  |  | 9
Liquid & gas |  | 10 | 80.6 |  |  |  |  | 2
Solid & liquid & gas
Others |  | 4 | 48.8 |  |  |  |  | 1
TOTAL | 450.46 | 450.46 | 1540.79 | 938.646 | 1633.572 | 11304 | 28669.007 | 24
Hungary | [7 empty] | 2002 | Hungary | [7 empty] | 2002
1 : Completely CHP –units rdmt>= 75%) | Maximum capacity |  |  | Production |  |  | Fuel | Number | 1 : Completely CHP –units rdmt>= 75%) | Capacity ratios |  |  | Production ratios
| Electrical |  | Heat | Electricity |  | Heat | Input | of |  | Average |  | Heat to | Efficiency | Efficiency | Load factor |  | Heat to | Hungary
Type of cycle | CHP | Gross | Net | ECHP | Gross | Net |  | units | Type of cycle | Electricity | Heat | Electricity | In/out (G) | In/out (N) | Electricity | Heat | Electricity | Auto CHP Heat production 2002 | 9.577
| MW | MW | MW | GWh | GWh | TJ | TJ(NVC) | n |  | MW | MW |  | % | % |  |  |  | Auto CHP ISI Heat 2002 | 0
Combined cycle | 110 | 110 | 90 | 401.998 | 401.998 | 3127.602 | 5185.071 | 1 | Combined cycle | 110 | 90 | 0.81818 | 88.2301 | 88.2301 | 0.41718 | 1.1018 | 2.1612 | Auto CHP Chemical Heat 2002 | 3.3601 | 0 | 0
Steam : backpressure turbine | 456.295 | 456.295 | 2797.5663 | 1085.6376 | 1085.6376 | 25798.8198 | 35161.8465 | 48 | Steam : backpressure turbine | 9.5061 | 58.2826 | 6.131 | 84.4868 | 84.4868 | 0.2716 | 0.29239 | 6.601 | Auto CHP Paper Heat 2002 | 1.7352 | 0 | 0
Steam: condensing turbine | 8.95 | 8.95 | 56.7 | 16.789 | 16.789 | 518.627 | 651.276 | 3 | Steam: condensing turbine | 2.9833 | 18.9 | 6.3352 | 88.9127 | 88.9127 | 0.21414 | 0.29001 | 8.5808 | Auto CHP Refineries Heat 2002 | 0 | 0 | 0
Gas turbine with heat recovery | 332.9 | 332.9 | 492.96 | 1898.262 | 1898.262 | 8852.753 | 19699.7681 | 5 | Gas turbine with heat recovery | 66.58 | 98.592 | 1.4808 | 79.6278 | 79.6278 | 0.65094 | 0.56939 | 1.2954 | Auto CHP Others Heat 2002 | 4.4817 | 0 | 0
Internal combustion engine | 70.21 | 70.21 | 84.991 | 242.9671 | 242.9671 | 1612.8818 | 2958.0891 | 55 | Internal combustion engine | 1.2765 | 1.5453 | 1.2105 | 84.0936 | 84.0936 | 0.39504 | 0.60169 | 1.844 |  |  | 0 | 0
Others | [8 empty] | Others | [8 empty] | Auto CHP Total Consumption 2002 | 14.5127 | 0 | 0
Sub-Total | 978.355 | 978.355 | 3522.2173 | 3645.6537 | 3645.6537 | 39910.6836 | 63656.0507 | 112 | TOTAL | 8.7353 | 31.4484 | 3.6001 | 83.315 | 83.315 | 0.42538 | 0.35927 | 3.041 | Auto CHP ISI Consumption 2002 | 0
2 : Units with a non-CHP component (rdmt < 75%) | Maximum capacity |  |  | Production |  |  | Fuel | Number | 2 : Units with a non-CHP component (rdmt < 75%) | Capacity ratios |  |  | Production ratios |  |  |  |  | Auto CHP Chemical consumption 2002 | 4.0563
| Electrical |  | Heat | Electricity |  | Heat | Input | of |  | Average |  | Heat to | Efficiency | Efficiency | Load factor |  | Heat to | Auto CHP Paper conumption 2002 | 2.323
Type of cycle | CHP | Gross | Net | ECHP | Gross | Net |  | units | Type of cycle | Electricity | Heat | Electricity | In/out (G) | In/out (N) | Electricity | Heat | Electricity | Auto CHP Refineries consumption 2002 | 0
| MW | MW | MW | GWh | GWh | TJ | TJ(NVC) | n |  | MW | MW |  | % | % |  |  |  | Auto CHP Others consumption 2002 | 8.1334
Combined cycle | 213.75 | 484 | 215 | 630.3414 | 2757.303 | 2388.662 | 21499.4925 | 2 | Combined cycle | 106.875 | 107.5 | 1.0058 | 57.2802 | 21.6651 | 0.33664 | 0.35226 | 1.0526 |  |  | 270.25 | 2126.9616
Steam : backpressure turbine | 56.81 | 66.55 | 177.6 | 140.5214 | 140.5214 | 2198.496 | 4104.187 | 5 | Steam : backpressure turbine | 11.362 | 35.52 | 3.1262 | 65.893 | 65.893 | 0.28237 | 0.39249 | 4.3459 | Mining and agglomeration of solid fuels | 0 | 9.74 | 0
Steam: condensing turbine | 138.6 | 399 | 322 | 139.491 | 147.375 | 1926.608 | 4251.1852 | 7 | Steam: condensing turbine | 19.8 | 46 | 2.3232 | 57.7994 | 57.1317 | 0.11489 | 0.18971 | 3.8366 | Extraction of crude oil and nat. gas | 0 | 260.4 | 7.884
Gas turbine with heat recovery | 14 | 14 | 63.3 | 83.0916 | 99.054 | 747.824 | 1685.2833 | 1 | Gas turbine with heat recovery | 14 | 63.3 | 4.5214 | 65.5331 | 62.1233 | 0.67752 | 0.37458 | 2.5 | Coke ovens | 0 | 0 | 15.9624
Internal combustion engine | 32.384 | 34.758 | 41.042 | 102 | 156.6441 | 526.1995 | 1564.251 | 32 | Internal combustion engine | 1.012 | 1.2826 | 1.2674 | 69.6895 | 57.1136 | 0.35956 | 0.4065 | 1.433 | Refineries | 0 | 2.374 | 54.6441
Others | [8 empty] | Others | [8 empty] | Extraction and processing of nuclear fuels | 0 | 0 | 0
Sub-Total | 455.544 | 998.308 | 818.942 | 1095.4453 | 3300.8975 | 7787.7895 | 33104.399 | 47 | TOTAL | 9.6924 | 17.4243 | 1.7977 | 59.4212 | 35.4376 | 0.27451 | 0.30151 | 1.9748 | Iron and steel industry | 0 | 542.764 | 2205.4522
TOTAL (1+2) | 1433.899 | 1976.663 | 4341.1593 | 4741.099 | 6946.5512 | 47698.4731 | 96760.4497 | 159 | TOTAL (1+2) | 9.0182 | 27.3029 | 3.0275 | 75.1403 | 66.9348 | 0.37745 | 0.34837 | 2.7946 | Non-ferrous metals | 0 | 542.764 | 2205.4522
All the units in the table B1-2 are considered as completely CHP units, although the efficiency is bellow 85% | [17 empty] | Chemical industry | 0.0389
Sector | Maximum capacity |  |  | Production |  |  | Fuel | Number | By sector | Capacity ratios |  |  | Production ratios |  |  |  |  | Non-metallic mineral products | 0.01
| Electrical |  | Heat | Electricity |  | Heat | Input | of |  | Average |  | Heat to | Efficiency | Efficiency | Load factor |  | Heat to | Extraction | 0
| CHP | Gross | Net | ECHP | Gross | Net |  | units |  | Electricity | Heat | Electricity | In/out (G) | In/out (N) | Electricity | Heat | Electricity | Food products, beverages and tobacco | 0.097919
| MW | MW | MW | GWh | GWh | TJ | TJ(NVC) | n |  | MW | MW |  | % | % |  |  |  | Textile, clothing and leather | 0
Public supply | 1250.675 | 1780.519 | 3304.4343 | 4336.3231 | 6511.5727 | 38121.4681 | 82247.7235 | 115 | Public supply | 10.8754 | 28.7342 | 2.6421 | 74.8509 | 65.3297 | 0.3958 | 0.36578 | 2.442 | Paper and printing | 0.01725 | 529.844 | 2175.2496
[18 empty] | Metal products, machinery, equipment | 0.000395 | 0 | 0
Autoproducers | 183.224 | 196.144 | 1036.725 | 404.9302 | 434.9785 | 9577.005 | 14512.7262 | 44 | Autoproducers | 4.1642 | 23.5619 | 5.6582 | 76.7804 | 76.035 | 0.25229 | 0.29289 | 6.5697 | Other industrial branches | 0.00168 | 12.92 | 30.0482
Mining and agglomeration of solid fuels | [8 empty] | Mining and agglomeration of solid fuels | #DIV/0! | #DIV/0! | #DIV/0! | #DIV/0! | #DIV/0! | #DIV/0! | #DIV/0! | #DIV/0! | Transport | 0 | 0 | 0
Extraction of crude oil and nat. gas | [8 empty] | Extraction of crude oil and nat. gas | #DIV/0! | #DIV/0! | #DIV/0! | #DIV/0! | #DIV/0! | #DIV/0! | #DIV/0! | #DIV/0! | Services, etc | 0.01708 | 0 | 0
Coke ovens | [8 empty] | Coke ovens | #DIV/0! | #DIV/0! | #DIV/0! | #DIV/0! | #DIV/0! | #DIV/0! | #DIV/0! | #DIV/0! | Other | 0 | 0 | 0
Refineries | [8 empty] | Refineries | #DIV/0! | #DIV/0! | #DIV/0! | #DIV/0! | #DIV/0! | #DIV/0! | #DIV/0! | #DIV/0! |  |  | 0 | 0
Extraction and processing of nuclear fuels | [8 empty] | Extraction and processing of nuclear fuels | #DIV/0! | #DIV/0! | #DIV/0! | #DIV/0! | #DIV/0! | #DIV/0! | #DIV/0! | #DIV/0! |  |  | 0 | 0
Iron and steel industry | [8 empty] | Iron and steel industry | #DIV/0! | #DIV/0! | #DIV/0! | #DIV/0! | #DIV/0! | #DIV/0! | #DIV/0! | #DIV/0! |  |  | 0 | 0
Non-ferrous metals | [8 empty] | Non-ferrous metals | #DIV/0! | #DIV/0! | #DIV/0! | #DIV/0! | #DIV/0! | #DIV/0! | #DIV/0! | #DIV/0! |  |  | 0 | 0
Chemical industry | 38.9 | 38.9 | 349.7 | 64.332 | 64.332 | 3360.12 | 4056.339 | 8 | Chemical industry | 4.8625 | 43.7125 | 8.9897 | 88.5457 | 88.5457 | 0.18879 | 0.30465 | 14.5086 |  |  | 0 | 0
Non-metallic mineral products | 10 | 10 | 51 | 23.84 | 23.84 | 572.285 | 810.5507 | 1 | Non-metallic mineral products | 10 | 51 | 5.1 | 81.1928 | 81.1928 | 0.27215 | 0.35578 | 6.6681 |  |  | 0 | 0
Extraction | [8 empty] | Extraction | #DIV/0! | #DIV/0! | #DIV/0! | #DIV/0! | #DIV/0! | #DIV/0! | #DIV/0! | #DIV/0! |  |  | 0 | 0
Food products, beverages and tobacco | 97.919 | 97.919 | 516.65 | 176.9037 | 195.5048 | 3141.714 | 4948.1959 | 14 | Food products, beverages and tobacco | 6.9942 | 36.9036 | 5.2763 | 77.7158 | 76.3625 | 0.20624 | 0.1928 | 4.9332 |  |  | 0 | 18.6011
Textile, clothing and leather | [8 empty] | Textile, clothing and leather | #DIV/0! | #DIV/0! | #DIV/0! | #DIV/0! | #DIV/0! | #DIV/0! | #DIV/0! | #DIV/0! |  |  | 0 | 0
Paper and printing | 17.25 | 17.25 | 67.1 | 58.494 | 58.494 | 1735.195 | 2322.986 | 4 | Paper and printing | 4.3125 | 16.775 | 3.8899 | 83.7617 | 83.7617 | 0.3871 | 0.81992 | 8.2401 |  |  | 0 | 0
Metal products, machinery, equipment | 0.395 | 0.395 | 0.543 | 2.1201 | 2.1201 | 9.876 | 21.48 | 1 | Metal products, machinery, equipment | 0.395 | 0.543 | 1.3747 | 81.5101 | 81.5101 | 0.61271 | 0.57667 | 1.294 |  |  | 0 | 0
Other industrial branches | 1.68 | 3.2 | 2.8 | 3.8592 | 5.1388 | 23.155 | 58.15 | 2 | Other industrial branches | 0.84 | 1.4 | 1.6667 | 71.6332 | 63.7111 | 0.26223 | 0.2622 | 1.6667 |  |  | 1.52 | 1.2796
Transport | [8 empty] | Transport | #DIV/0! | #DIV/0! | #DIV/0! | #DIV/0! | #DIV/0! | #DIV/0! | #DIV/0! | #DIV/0! |  |  | 0 | 0
Services, etc | 17.08 | 28.48 | 48.932 | 75.3812 | 85.5487 | 734.66 | 2295.0246 | 14 | Services, etc | 1.22 | 3.4951 | 2.8649 | 45.4303 | 43.8354 | 0.50382 | 0.47603 | 2.7072 |  |  | 11.4 | 10.1675
Other | [8 empty] | Other | [10 empty] | 0 | 0
TOTAL | 1433.899 | 1976.663 | 4341.1593 | 4741.2533 | 6946.5512 | 47698.4731 | 96760.4497 | 159 | TOTAL | 9.0182 | 27.3029 | 3.0275 | 75.1403 | 66.9354 | 0.37746 | 0.34837 | 2.7945 |  |  | 542.764 | 2205.2979
Type of fuel | Maximum capacity |  |  | Maximum production |  |  | Fuel | Number
| Electricity |  | Heat | Electricity |  | Heat | Input | of
| CHP | Gross | Net | ECHP | Gross | Net |  | units
| MW | MW | MW | GWh | GWh | MW | TJ(NVC) | n
Single-fuel fired units
Solid
Liquid |  | 54.9 | 403 |  |  |  |  | 6
Gas |  | 720.863 | 784.393 |  |  |  |  | 104
Others |  | 5.8 | 84 |  |  |  |  | 1
Multi-fuel fired units
Solid & liquid |  | 443.7 | 593 |  |  |  |  | 8
Liquid & gas |  | 565.05 | 1487.4663 |  |  |  |  | 22
Solid & liquid & gas |  | 81.4 | 439.8 |  |  |  |  | 6
Others |  | 104.95 | 549.5 |  |  |  |  | 12
TOTAL | 1433.899 | 1976.663 | 4341.1593 | 4741.2533 | 6946.5512 | 47698.4731 | 96760.4497 | 159
Latvia | [7 empty] | 2002 | Latvia | [7 empty] | 2002
1 : Completely CHP –units rdmt>= 75%) | Maximum capacity |  |  | Production |  |  | Fuel | Number | 1 : Completely CHP –units rdmt>= 75%) | Capacity ratios |  |  | Production ratios
| Electrical |  | Heat | Electricity |  | Heat | Input | of |  | Average |  | Heat to | Efficiency | Efficiency | Load factor |  | Heat to | Latvia
Type of cycle | CHP | Gross | Net | ECHP | Gross | Net |  | units | Type of cycle | Electricity | Heat | Electricity | In/out (G) | In/out (N) | Electricity | Heat | Electricity | Auto CHP Heat production 2002 | 0.702
| MW | MW | MW | GWh | GWh | TJ | TJ(NVC) | n |  | MW | MW |  | % | % |  |  |  | Auto CHP ISI Heat 2002 | 0
Combined cycle | [8 empty] | Combined cycle | #DIV/0! | #DIV/0! | #DIV/0! | #DIV/0! | #DIV/0! | #DIV/0! | #DIV/0! | #DIV/0! | Auto CHP Chemical Heat 2002 | 0 | 0 | 0
Steam : backpressure turbine | 38 | 38 | 362 | 113 | 113 | 3389 | 4697 | 7 | Steam : backpressure turbine | 5.4286 | 51.7143 | 9.5263 | 80.8133 | 80.8133 | 0.33946 | 0.29683 | 8.3309 | Auto CHP Paper Heat 2002 | 0 | 0 | 0
Steam: condensing turbine | [8 empty] | Steam: condensing turbine | #DIV/0! | #DIV/0! | #DIV/0! | #DIV/0! | #DIV/0! | #DIV/0! | #DIV/0! | #DIV/0! | Auto CHP Refineries Heat 2002 | 0 | 0 | 0
Gas turbine with heat recovery | 1 | 1 | 3 | 1 | 1 | 7 | 12 | 1 | Gas turbine with heat recovery | 1 | 3 | 3 | 88.3333 | 88.3333 | 0.11416 | 0.073981 | 1.9444 | Auto CHP Others Heat 2002 | 0.702 | 0 | 0
Internal combustion engine | 6 | 6 | 7 | 40 | 40 | 170 | 384 | 5 | Internal combustion engine | 1.2 | 1.4 | 1.1667 | 81.7708 | 81.7708 | 0.76104 | 0.77001 | 1.1806 |  |  | 0 | 0
Others | [8 empty] | Others | [8 empty] | Auto CHP Total Consumption 2002 | 0.988 | 0 | 0
Sub-Total | 45 | 45 | 372 | 154 | 154 | 3566 | 5093 | 13 | TOTAL | 3.4615 | 28.6154 | 8.2667 | 80.9032 | 80.9032 | 0.39066 | 0.30394 | 6.4322 | Auto CHP ISI Consumption 2002 | 0
2 : Units with a non-CHP component (rdmt < 75%) | Maximum capacity |  |  | Production |  |  | Fuel | Number | 2 : Units with a non-CHP component (rdmt < 75%) | Capacity ratios |  |  | Production ratios |  |  |  |  | Auto CHP Chemical consumption 2002 | 0
| Electrical |  | Heat | Electricity |  | Heat | Input | of |  | Average |  | Heat to | Efficiency | Efficiency | Load factor |  | Heat to | Auto CHP Paper conumption 2002 | 0
Type of cycle | CHP | Gross | Net | ECHP | Gross | Net |  | units | Type of cycle | Electricity | Heat | Electricity | In/out (G) | In/out (N) | Electricity | Heat | Electricity | Auto CHP Refineries consumption 2002 | 0
| MW | MW | MW | GWh | GWh | TJ | TJ(NVC) | n |  | MW | MW |  | % | % |  |  |  | Auto CHP Others consumption 2002 | 0.988
Combined cycle* | [8 empty] | Combined cycle | #DIV/0! | #DIV/0! | #DIV/0! | #DIV/0! | #DIV/0! | #DIV/0! | #DIV/0! | #DIV/0! |  |  | 0 | 0
Steam : backpressure turbine | [8 empty] | Steam : backpressure turbine | #DIV/0! | #DIV/0! | #DIV/0! | #DIV/0! | #DIV/0! | #DIV/0! | #DIV/0! | #DIV/0! | Mining and agglomeration of solid fuels | 0 | 0 | 0
Steam: condensing turbine | 519 | 519 | 846 | 1238 | 1238 | 8654 | 16644 | 2 | Steam: condensing turbine | 259.5 | 423 | 1.6301 | 78.7719 | 78.7719 | 0.2723 | 0.32433 | 1.9418 | Extraction of crude oil and nat. gas | 0 | 0 | 0
Gas turbine with heat recovery | [8 empty] | Gas turbine with heat recovery | #DIV/0! | #DIV/0! | #DIV/0! | #DIV/0! | #DIV/0! | #DIV/0! | #DIV/0! | #DIV/0! | Coke ovens | 0 | 0 | 0
Internal combustion engine | 16 | 16 | 13 | 99 | 99 | 280 | 973 | 7 | Internal combustion engine | 2.2857 | 1.8571 | 0.8125 | 65.406 | 65.406 | 0.70634 | 0.6829 | 0.78563 | Refineries | 0 | 0 | 0
Others | [8 empty] | Others | [8 empty] | Extraction and processing of nuclear fuels | 0 | 0 | 0
Sub-Total | 535 | 535 | 859 | 1337 | 1337 | 8934 | 17617 | 9 | TOTAL | 59.4444 | 95.4444 | 1.6056 | 78.0337 | 78.0337 | 0.28528 | 0.32976 | 1.8561 | Iron and steel industry | 0 | 0 | 0
TOTAL (1+2) | 580 | 580 | 1231 | 1491 | 1491 | 12500 | 22710 | 22 | TOTAL (1+2) | 26.3636 | 55.9545 | 2.1224 | 78.6772 | 78.6772 | 0.29346 | 0.32196 | 2.3288 | Non-ferrous metals | 0 | 0 | 0
* CHP capacity and electricity generation have been downscaled to get a physical meaning of the figures | [17 empty] | Chemical industry | 0
Sector | Maximum capacity |  |  | Production |  |  | Fuel | Number | By sector | Capacity ratios |  |  | Production ratios |  |  |  |  | Non-metallic mineral products | 0
| Electrical |  | Heat | Electricity |  | Heat | Input | of |  | Average |  | Heat to | Efficiency | Efficiency | Load factor |  | Heat to | Extraction | 0
| CHP | Gross | Net | ECHP | Gross | Net |  | units |  | Electricity | Heat | Electricity | In/out (G) | In/out (N) | Electricity | Heat | Electricity | Food products, beverages and tobacco | 0.014
| MW | MW | MW | GWh | GWh | TJ | TJ(NVC) | n |  | MW | MW |  | % | % |  |  |  | Textile, clothing and leather | 0.001
Public supply | 561 | 561 | 1054 | 1450 | 1450 | 11798 | 21722 | 16 | Public supply | 35.0625 | 65.875 | 1.8788 | 78.3445 | 78.3445 | 0.29505 | 0.3549 | 2.2602 | Paper and printing | 0 | 0 | 0
[18 empty] | Metal products, machinery, equipment | 0 | 0 | 0
Autoproducers | 19 | 19 | 177 | 41.4 | 41.4 | 702 | 988 | 6 | Autoproducers | 3.1667 | 29.5 | 9.3158 | 86.1377 | 86.1377 | 0.24874 | 0.12575 | 4.7101 | Other industrial branches | 0.002 | 0 | 0
Mining and agglomeration of solid fuels | [8 empty] | Mining and agglomeration of solid fuels | #DIV/0! | #DIV/0! | #DIV/0! | #DIV/0! | #DIV/0! | #DIV/0! | #DIV/0! | #DIV/0! | Transport | 0 | 0 | 0
Extraction of crude oil and nat. gas | [8 empty] | Extraction of crude oil and nat. gas | #DIV/0! | #DIV/0! | #DIV/0! | #DIV/0! | #DIV/0! | #DIV/0! | #DIV/0! | #DIV/0! | Services, etc | 0 | 0 | 0
Coke ovens | [8 empty] | Coke ovens | #DIV/0! | #DIV/0! | #DIV/0! | #DIV/0! | #DIV/0! | #DIV/0! | #DIV/0! | #DIV/0! | Other | 0.002 | 0 | 0
Refineries | [8 empty] | Refineries | #DIV/0! | #DIV/0! | #DIV/0! | #DIV/0! | #DIV/0! | #DIV/0! | #DIV/0! | #DIV/0! |  |  | 0 | 0
Extraction and processing of nuclear fuels | [8 empty] | Extraction and processing of nuclear fuels | #DIV/0! | #DIV/0! | #DIV/0! | #DIV/0! | #DIV/0! | #DIV/0! | #DIV/0! | #DIV/0! |  |  | 0 | 0
Iron and steel industry | [8 empty] | Iron and steel industry | #DIV/0! | #DIV/0! | #DIV/0! | #DIV/0! | #DIV/0! | #DIV/0! | #DIV/0! | #DIV/0! |  |  | 0 | 0
Non-ferrous metals | [8 empty] | Non-ferrous metals | #DIV/0! | #DIV/0! | #DIV/0! | #DIV/0! | #DIV/0! | #DIV/0! | #DIV/0! | #DIV/0! |  |  | 0 | 0
Chemical industry | [8 empty] | Chemical industry | #DIV/0! | #DIV/0! | #DIV/0! | #DIV/0! | #DIV/0! | #DIV/0! | #DIV/0! | #DIV/0! |  |  | 0 | 0
Non-metallic mineral products | [8 empty] | Non-metallic mineral products | #DIV/0! | #DIV/0! | #DIV/0! | #DIV/0! | #DIV/0! | #DIV/0! | #DIV/0! | #DIV/0! |  |  | 0 | 0
Extraction | [8 empty] | Extraction | #DIV/0! | #DIV/0! | #DIV/0! | #DIV/0! | #DIV/0! | #DIV/0! | #DIV/0! | #DIV/0! |  |  | 0 | 0
Food products, beverages and tobacco | 14 | 14 | 129 | 23 | 23 | 544 | 723 | 2 | Food products, beverages and tobacco | 7 | 64.5 | 9.2143 | 86.6943 | 86.6943 | 0.18754 | 0.13371 | 6.57 |  |  | 0 | 0
Textile, clothing and leather | 1 | 1 | 42 | 0.4 | 0.4 | 79 | 93 | 1 | Textile, clothing and leather | 1 | 42 | 42 | 86.4946 | 86.4946 | 0.045662 | 0.059638 | 54.8611 |  |  | 0 | 0
Paper and printing | [8 empty] | Paper and printing | #DIV/0! | #DIV/0! | #DIV/0! | #DIV/0! | #DIV/0! | #DIV/0! | #DIV/0! | #DIV/0! |  |  | 0 | 0
Metal products, machinery, equipment | [8 empty] | Metal products, machinery, equipment | #DIV/0! | #DIV/0! | #DIV/0! | #DIV/0! | #DIV/0! | #DIV/0! | #DIV/0! | #DIV/0! |  |  | 0 | 0
Other industrial branches | 2 | 2 | 4 | 4 | 4 | 18 | 42 | 2 | Other industrial branches | 1 | 2 | 2 | 77.1429 | 77.1429 | 0.22831 | 0.14268 | 1.25 |  |  | 0 | 0
Transport | [8 empty] | Transport | #DIV/0! | #DIV/0! | #DIV/0! | #DIV/0! | #DIV/0! | #DIV/0! | #DIV/0! | #DIV/0! |  |  | 0 | 0
Services, etc | [8 empty] | Services, etc | #DIV/0! | #DIV/0! | #DIV/0! | #DIV/0! | #DIV/0! | #DIV/0! | #DIV/0! | #DIV/0! |  |  | 0 | 0
Other | 2 | 2 | 2 | 14 | 14 | 61 | 130 | 1 | Other | [10 empty] | 0 | 0
TOTAL | 580 | 580 | 1231 | 1491.4 | 1491.4 | 12500 | 22710 | 22 | TOTAL | 26.3636 | 55.9545 | 2.1224 | 78.6836 | 78.6836 | 0.29354 | 0.32196 | 2.3282 |  |  | 0 | 0
Type of fuel | Maximum capacity |  |  | Maximum production |  |  | Fuel | Number
| Electricity |  | Heat | Electricity |  | Heat | Input | of
| CHP | Gross | Net | ECHP | Gross | Net |  | units
| MW | MW | MW | GWh | GWh | MW | TJ(NVC) | n
Single-fuel fired units
Solid
Liquid |  | 13 | 11 |  |  |  |  | 1
Gas |  | 46 | 351 |  |  |  |  | 17
Others
Multi-fuel fired units
Solid & liquid |  | 131 | 344 |  |  |  |  | 2
Liquid & gas |  | 390 | 525 |  |  |  |  | 1
Solid & liquid & gas
Others | [7 empty] | 1
TOTAL | 580 | 580 | 1231 | 1491.4 | 1491.4 | 12500 | 22710 | 22
Lithuania | [7 empty] | 2002 | Lithuania | [7 empty] | 2002
1 : Completely CHP –units rdmt>= 75%) | Maximum capacity |  |  | Production |  |  | Fuel | Number | 1 : Completely CHP –units rdmt>= 75%) | Capacity ratios |  |  | Production ratios
| Electrical |  | Heat | Electricity |  | Heat | Input | of |  | Average |  | Heat to | Efficiency | Efficiency | Load factor |  | Heat to | Lithuania
Type of cycle | CHP | Gross | Net | ECHP | Gross | Net |  | units | Type of cycle | Electricity | Heat | Electricity | In/out (G) | In/out (N) | Electricity | Heat | Electricity | Auto CHP Heat production 2002 | 1.014
| MW | MW | MW | GWh | GWh | TJ | TJ(NVC) | n |  | MW | MW |  | % | % |  |  |  | Auto CHP ISI Heat 2002 | 0
Combined cycle | [8 empty] | Combined cycle | #DIV/0! | #DIV/0! | #DIV/0! | #DIV/0! | #DIV/0! | #DIV/0! | #DIV/0! | #DIV/0! | Auto CHP Chemical Heat 2002 | 0 | 0 | 0
Steam : backpressure turbine | 40.1 | 40.1 | 275 | 153.4 | 153.4 | 3396 | 4894 | 7 | Steam : backpressure turbine | 5.7286 | 39.2857 | 6.8579 | 80.6751 | 80.6751 | 0.43669 | 0.39154 | 6.1495 | Auto CHP Paper Heat 2002 | 0 | 0 | 0
Steam: condensing turbine | 549 | 549 | 1221 | 1473 | 1473 | 10472 | 18378 | 5 | Steam: condensing turbine | 109.8 | 244.2 | 2.224 | 85.8352 | 85.8352 | 0.30629 | 0.27193 | 1.9748 | Auto CHP Refineries Heat 2002 | 0 | 0 | 0
Gas turbine with heat recovery | [8 empty] | Gas turbine with heat recovery | #DIV/0! | #DIV/0! | #DIV/0! | #DIV/0! | #DIV/0! | #DIV/0! | #DIV/0! | #DIV/0! | Auto CHP Others Heat 2002 | 1.014 | 0 | 0
Internal combustion engine | [8 empty] | Internal combustion engine | #DIV/0! | #DIV/0! | #DIV/0! | #DIV/0! | #DIV/0! | #DIV/0! | #DIV/0! | #DIV/0! |  |  | 0 | 0
Others | [8 empty] | Others | #DIV/0! | #DIV/0! | #DIV/0! | #DIV/0! | #DIV/0! | #DIV/0! | #DIV/0! | #DIV/0! | Auto CHP Total Consumption 2002 | 1.38 | 0 | 0
Sub-Total | 589.1 | 589.1 | 1496 | 1626.4 | 1626.4 | 13868 | 23272 | 12 | TOTAL | 49.0917 | 124.6667 | 2.5395 | 84.7501 | 84.7501 | 0.31516 | 0.29392 | 2.3686 | Auto CHP ISI Consumption 2002 | 0
2 : Units with a non-CHP component (rdmt < 75%) | Maximum capacity |  |  | Production |  |  | Fuel | Number | 2 : Units with a non-CHP component (rdmt < 75%) | Capacity ratios |  |  | Production ratios |  |  |  |  | Auto CHP Chemical consumption 2002 | 0
| Electrical |  | Heat | Electricity |  | Heat | Input | of |  | Average |  | Heat to | Efficiency | Efficiency | Load factor |  | Heat to | Auto CHP Paper conumption 2002 | 0
Type of cycle | CHP | Gross | Net | ECHP | Gross | Net |  | units | Type of cycle | Electricity | Heat | Electricity | In/out (G) | In/out (N) | Electricity | Heat | Electricity | Auto CHP Refineries consumption 2002 | 0
| MW | MW | MW | GWh | GWh | TJ | TJ(NVC) | n |  | MW | MW |  | % | % |  |  |  | Auto CHP Others consumption 2002 | 1.38
Combined cycle | [8 empty] | Combined cycle | #DIV/0! | #DIV/0! | #DIV/0! | #DIV/0! | #DIV/0! | #DIV/0! | #DIV/0! | #DIV/0! |  |  | 0 | 0
Steam : backpressure turbine | [8 empty] | Steam : backpressure turbine | #DIV/0! | #DIV/0! | #DIV/0! | #DIV/0! | #DIV/0! | #DIV/0! | #DIV/0! | #DIV/0! | Mining and agglomeration of solid fuels | 0 | 0 | 0
Steam: condensing turbine | 1890 | 1960 | 805 | 100 | 1033 | 1624 | 12506 | 10 | Steam: condensing turbine | 189 | 80.5 | 0.42593 | 42.7219 | 15.8644 | 0.00604 | 0.063964 | 4.5111 | Extraction of crude oil and nat. gas | 0 | 70 | 933
Gas turbine with heat recovery | [8 empty] | Gas turbine with heat recovery | #DIV/0! | #DIV/0! | #DIV/0! | #DIV/0! | #DIV/0! | #DIV/0! | #DIV/0! | #DIV/0! | Coke ovens | 0 | 0 | 0
Internal combustion engine | [8 empty] | Internal combustion engine | #DIV/0! | #DIV/0! | #DIV/0! | #DIV/0! | #DIV/0! | #DIV/0! | #DIV/0! | #DIV/0! | Refineries | 0 | 0 | 0
Others | [8 empty] | Others | #DIV/0! | #DIV/0! | #DIV/0! | #DIV/0! | #DIV/0! | #DIV/0! | #DIV/0! | #DIV/0! | Extraction and processing of nuclear fuels | 0 | 0 | 0
Sub-Total | 1890 | 1960 | 805 | 100 | 1033 | 1624 | 12506 | 10 | TOTAL | 189 | 80.5 | 0.42593 | 42.7219 | 15.8644 | 0.00604 | 0.063964 | 4.5111 | Iron and steel industry | 0 | 70 | 933
TOTAL (1+2) | 2479.1 | 2549.1 | 2301 | 1726.4 | 2659.4 | 15492 | 35778 | 22 | TOTAL (1+2) | 112.6864 | 104.5909 | 0.92816 | 70.0594 | 60.6715 | 0.079496 | 0.21347 | 2.4927 | Non-ferrous metals | 0 | 70 | 933
[18 empty] | Chemical industry | 0
Sector | Maximum capacity |  |  | Production |  |  | Fuel | Number | By sector | Capacity ratios |  |  | Production ratios |  |  |  |  | Non-metallic mineral products | 0
| Electrical |  | Heat | Electricity |  | Heat | Input | of |  | Average |  | Heat to | Efficiency | Efficiency | Load factor |  | Heat to | Extraction | 0
| CHP | Gross | Net | ECHP | Gross | Net |  | units |  | Electricity | Heat | Electricity | In/out (G) | In/out (N) | Electricity | Heat | Electricity | Food products, beverages and tobacco | 0.0096
| MW | MW | MW | GWh | GWh | TJ | TJ(NVC) | n |  | MW | MW |  | % | % |  |  |  | Textile, clothing and leather | 0
Public supply | 2465 | 2535.3 | 2153 | 1705 | 2638 | 14478.4 | 34398.1 | 17 | Public supply | 145 | 126.6471 | 0.87343 | 69.6992 | 59.9347 | 0.078959 | 0.21322 | 2.3588 | Paper and printing | 0 | 70.3 | 933
[18 empty] | Metal products, machinery, equipment | 0 | 0 | 0
Autoproducers | 13.6 | 13.6 | 148 | 21 | 21 | 1014 | 1380 | 5 | Autoproducers | 2.72 | 29.6 | 10.8824 | 78.9565 | 78.9565 | 0.17627 | 0.21723 | 13.4127 | Other industrial branches | 0.004 | 0 | 0
Mining and agglomeration of solid fuels | [8 empty] | Mining and agglomeration of solid fuels | #DIV/0! | #DIV/0! | #DIV/0! | #DIV/0! | #DIV/0! | #DIV/0! | #DIV/0! | #DIV/0! | Transport | 0 | 0 | 0
Extraction of crude oil and nat. gas | [8 empty] | Extraction of crude oil and nat. gas | #DIV/0! | #DIV/0! | #DIV/0! | #DIV/0! | #DIV/0! | #DIV/0! | #DIV/0! | #DIV/0! | Services, etc | 0 | 0 | 0
Coke ovens | [8 empty] | Coke ovens | #DIV/0! | #DIV/0! | #DIV/0! | #DIV/0! | #DIV/0! | #DIV/0! | #DIV/0! | #DIV/0! | Other | 0 | 0 | 0
Refineries | [8 empty] | Refineries | #DIV/0! | #DIV/0! | #DIV/0! | #DIV/0! | #DIV/0! | #DIV/0! | #DIV/0! | #DIV/0! |  |  | 0 | 0
Extraction and processing of nuclear fuels | [8 empty] | Extraction and processing of nuclear fuels | #DIV/0! | #DIV/0! | #DIV/0! | #DIV/0! | #DIV/0! | #DIV/0! | #DIV/0! | #DIV/0! |  |  | 0 | 0
Iron and steel industry | [8 empty] | Iron and steel industry | #DIV/0! | #DIV/0! | #DIV/0! | #DIV/0! | #DIV/0! | #DIV/0! | #DIV/0! | #DIV/0! |  |  | 0 | 0
Non-ferrous metals | [8 empty] | Non-ferrous metals | #DIV/0! | #DIV/0! | #DIV/0! | #DIV/0! | #DIV/0! | #DIV/0! | #DIV/0! | #DIV/0! |  |  | 0 | 0
Chemical industry | [8 empty] | Chemical industry | #DIV/0! | #DIV/0! | #DIV/0! | #DIV/0! | #DIV/0! | #DIV/0! | #DIV/0! | #DIV/0! |  |  | 0 | 0
Non-metallic mineral products | [8 empty] | Non-metallic mineral products | #DIV/0! | #DIV/0! | #DIV/0! | #DIV/0! | #DIV/0! | #DIV/0! | #DIV/0! | #DIV/0! |  |  | 0 | 0
Extraction | [8 empty] | Extraction | #DIV/0! | #DIV/0! | #DIV/0! | #DIV/0! | #DIV/0! | #DIV/0! | #DIV/0! | #DIV/0! |  |  | 0 | 0
Food products, beverages and tobacco | 9.6 | 9.6 | 104 | 13.5 | 13.5 | 639 | 750 | 3 | Food products, beverages and tobacco | 3.2 | 34.6667 | 10.8333 | 91.68 | 91.68 | 0.16053 | 0.19481 | 13.1481 |  |  | 0 | 0
Textile, clothing and leather | [8 empty] | Textile, clothing and leather | #DIV/0! | #DIV/0! | #DIV/0! | #DIV/0! | #DIV/0! | #DIV/0! | #DIV/0! | #DIV/0! |  |  | 0 | 0
Paper and printing | [8 empty] | Paper and printing | #DIV/0! | #DIV/0! | #DIV/0! | #DIV/0! | #DIV/0! | #DIV/0! | #DIV/0! | #DIV/0! |  |  | 0 | 0
Metal products, machinery, equipment | [8 empty] | Metal products, machinery, equipment | #DIV/0! | #DIV/0! | #DIV/0! | #DIV/0! | #DIV/0! | #DIV/0! | #DIV/0! | #DIV/0! |  |  | 0 | 0
Other industrial branches | 4 | 4 | 44 | 7.5 | 7.5 | 375 | 630 | 2 | Other industrial branches | 2 | 22 | 11 | 63.8095 | 63.8095 | 0.21404 | 0.27022 | 13.8889 |  |  | 0 | 0
Transport | [8 empty] | Transport | #DIV/0! | #DIV/0! | #DIV/0! | #DIV/0! | #DIV/0! | #DIV/0! | #DIV/0! | #DIV/0! |  |  | 0 | 0
Services, etc | [8 empty] | Services, etc | #DIV/0! | #DIV/0! | #DIV/0! | #DIV/0! | #DIV/0! | #DIV/0! | #DIV/0! | #DIV/0! |  |  | 0 | 0
Other | [8 empty] | Other | [10 empty] | 0 | 0
TOTAL | 2478.6 | 2548.9 | 2301 | 1726 | 2659 | 15492.4 | 35778.1 | 22 | TOTAL | 112.6636 | 104.5909 | 0.92835 | 70.0563 | 60.6684 | 0.079493 | 0.21347 | 2.4933 |  |  | 70.3 | 933
Type of fuel | Maximum capacity |  |  | Maximum production |  |  | Fuel | Number
| Electricity |  | Heat | Electricity |  | Heat | Input | of
| CHP | Gross | Net | ECHP | Gross | Net |  | units
| MW | MW | MW | GWh | GWh | MW | TJ(NVC) | n
Single-fuel fired units
Solid
Liquid |  | 160 | 542 |  |  |  |  | 2
Gas |  | 762 | 244 |  |  |  |  | 7
Others |  | 1.5 | 12 |  |  |  |  | 1
Multi-fuel fired units
Solid & liquid
Liquid & gas |  | 1625 | 1503 |  |  |  |  | 12
Solid & liquid & gas
Others
TOTAL | 2478.6 | 2548.9 | 2301 | 1726 | 2659 | 15492.4 | 35778.1 | 22
Poland | [7 empty] | 2002 | Poland | [7 empty] | 2002
1 : Completely CHP –units rdmt>= 75%) | Maximum capacity |  |  | Production |  |  | Fuel | Number | 1 : Completely CHP –units rdmt>= 75%) | Capacity ratios |  |  | Production ratios
| Electrical |  | Heat | Electricity |  | Heat | Input | of |  | Average |  | Heat to | Efficiency | Efficiency | Load factor |  | Heat to | Poland
Type of cycle | CHP | Gross | Net | ECHP | Gross | Net |  | units | Type of cycle | Electricity | Heat | Electricity | In/out (G) | In/out (N) | Electricity | Heat | Electricity | Auto CHP Heat production 2002 | 169.754
| MW | MW | MW | GWh | GWh | TJ | TJ(NVC) | n |  | MW | MW |  | % | % |  |  |  | Auto CHP ISI Heat 2002 | 6.117
Combined cycle | [8 empty] | Combined cycle | #DIV/0! | #DIV/0! | #DIV/0! | #DIV/0! | #DIV/0! | #DIV/0! | #DIV/0! | #DIV/0! | Auto CHP Chemical Heat 2002 | 40.127 | 0 | 0
Steam : backpressure turbine | 1671 | 1671 | 6862 | 7291 | 7291 | 96687 | 145219 | 62 | Steam : backpressure turbine | 26.9516 | 110.6774 | 4.1065 | 84.6546 | 84.6546 | 0.49809 | 0.44675 | 3.6837 | Auto CHP Paper Heat 2002 | 22.968 | 0 | 0
Steam: condensing turbine | 1204 | 1204 | 3912 | 4618 | 4618 | 55239 | 80826 | 42 | Steam: condensing turbine | 28.6667 | 93.1429 | 3.2492 | 88.9117 | 88.9117 | 0.43785 | 0.4477 | 3.3227 | Auto CHP Refineries Heat 2002 | 29.131 | 0 | 0
Gas turbine with heat recovery | 31 | 31 | 58 | 163 | 163 | 1682 | 2778 | 5 | Gas turbine with heat recovery | 6.2 | 11.6 | 1.871 | 81.6703 | 81.6703 | 0.60024 | 0.91948 | 2.8664 | Auto CHP Others Heat 2002 | 71.411 | 0 | 0
Internal combustion engine | [8 empty] | Internal combustion engine | #DIV/0! | #DIV/0! | #DIV/0! | #DIV/0! | #DIV/0! | #DIV/0! | #DIV/0! | #DIV/0! |  |  | 0 | 0
Others | [8 empty] | Others | [8 empty] | Auto CHP Total Consumption 2002 | 253.024 | 0 | 0
Sub-Total | 2906 | 2906 | 10832 | 12072 | 12072 | 153608 | 228823 | 109 | TOTAL | 26.6606 | 99.3761 | 3.7275 | 86.1221 | 86.1221 | 0.47422 | 0.44962 | 3.5345 | Auto CHP ISI Consumption 2002 | 12.387
2 : Units with a non-CHP component (rdmt < 75%) | Maximum capacity |  |  | Production |  |  | Fuel | Number | 2 : Units with a non-CHP component (rdmt < 75%) | Capacity ratios |  |  | Production ratios |  |  |  |  | Auto CHP Chemical consumption 2002 | 54.923
| Electrical |  | Heat | Electricity |  | Heat | Input | of |  | Average |  | Heat to | Efficiency | Efficiency | Load factor |  | Heat to | Auto CHP Paper conumption 2002 | 33.106
Type of cycle | CHP | Gross | Net | ECHP | Gross | Net |  | units | Type of cycle | Electricity | Heat | Electricity | In/out (G) | In/out (N) | Electricity | Heat | Electricity | Auto CHP Refineries consumption 2002 | 41.883
| MW | MW | MW | GWh | GWh | TJ | TJ(NVC) | n |  | MW | MW |  | % | % |  |  |  | Auto CHP Others consumption 2002 | 110.725
Combined cycle | 297 | 297 | 702 | 662 | 1728 | 2509 | 14158 | 2 | Combined cycle | 148.5 | 351 | 2.3636 | 61.6598 | 34.5543 | 0.25445 | 0.11332 | 1.0528 |  |  | 0 | 1066
Steam : backpressure turbine | 190 | 190 | 1432 | 526 | 583 | 12755 | 20962 | 23 | Steam : backpressure turbine | 8.2609 | 62.2609 | 7.5368 | 70.8606 | 69.8817 | 0.31603 | 0.28241 | 6.7358 | Mining and agglomeration of solid fuels | 0.0185 | 0 | 57
Steam: condensing turbine | 2833 | 3231 | 11746 | 9599 | 12322 | 137685 | 257562 | 196 | Steam: condensing turbine | 14.4541 | 59.9286 | 4.1461 | 70.6798 | 66.8738 | 0.38679 | 0.37166 | 3.9844 | Extraction of crude oil and nat. gas | 0 | 398 | 2723
Gas turbine with heat recovery | 42 | 50 | 100 | 144 | 357 | 1020 | 3569 | 7 | Gas turbine with heat recovery | 6 | 14.2857 | 2.381 | 64.5895 | 43.1045 | 0.39139 | 0.3234 | 1.9676 | Coke ovens | 0.076 | 8 | 213
Internal combustion engine | [8 empty] | Internal combustion engine | #DIV/0! | #DIV/0! | #DIV/0! | #DIV/0! | #DIV/0! | #DIV/0! | #DIV/0! | #DIV/0! | Refineries | 0.311 | 0 | 0
Others | [8 empty] | Others | [8 empty] | Extraction and processing of nuclear fuels | 0 | 0 | 0
Sub-Total | 3362 | 3768 | 13980 | 10931 | 14990 | 153969 | 296251 | 228 | TOTAL | 14.7456 | 61.3158 | 4.1582 | 70.1881 | 65.2557 | 0.37116 | 0.3492 | 3.9126 | Iron and steel industry | 0.099 | 406 | 4059
TOTAL (1+2) | 6268 | 6674 | 24812 | 23003 | 27062 | 307577 | 525074 | 337 | TOTAL (1+2) | 18.5994 | 73.6261 | 3.9585 | 77.132 | 74.3491 | 0.41894 | 0.39304 | 3.7142 | Non-ferrous metals | 0.0594 | 406 | 4059
[18 empty] | Chemical industry | 0.431
Sector | Maximum capacity |  |  | Production |  |  | Fuel | Number | By sector | Capacity ratios |  |  | Production ratios |  |  |  |  | Non-metallic mineral products | 0
| Electrical |  | Heat | Electricity |  | Heat | Input | of |  | Average |  | Heat to | Efficiency | Efficiency | Load factor |  | Heat to | Extraction | 0.0049
| CHP | Gross | Net | ECHP | Gross | Net |  | units |  | Electricity | Heat | Electricity | In/out (G) | In/out (N) | Electricity | Heat | Electricity | Food products, beverages and tobacco | 0.31
| MW | MW | MW | GWh | GWh | TJ | TJ(NVC) | n |  | MW | MW |  | % | % |  |  |  | Textile, clothing and leather | 0.0227
Public supply | 4138 | 4490 | 11195 | 15424 | 19310 | 137823 | 272050 | 107 | Public supply | 38.6729 | 104.6262 | 2.7054 | 76.2136 | 71.0713 | 0.4255 | 0.39034 | 2.4821 | Paper and printing | 0.2029 | 352 | 3886
[18 empty] | Metal products, machinery, equipment | 0.0078 | 0 | 0
Autoproducers | 2129.7 | 2183.6 | 13616.9 | 7579.2667 | 7752 | 169754 | 253024 | 230 | Autoproducers | 9.2596 | 59.2039 | 6.3938 | 78.1195 | 77.8738 | 0.40626 | 0.39526 | 6.2214 | Other industrial branches | 0.0293 | 53.9 | 172.7333
Mining and agglomeration of solid fuels | 18.5 | 18.5 | 116 | 101 | 101 | 2707 | 3727 | 2 | Mining and agglomeration of solid fuels | 9.25 | 58 | 6.2703 | 82.388 | 82.388 | 0.62323 | 0.7399 | 7.445 | Transport | 0 | 0 | 0
Extraction of crude oil and nat. gas | [8 empty] | Extraction of crude oil and nat. gas | #DIV/0! | #DIV/0! | #DIV/0! | #DIV/0! | #DIV/0! | #DIV/0! | #DIV/0! | #DIV/0! | Services, etc | 0 | 0 | 0
Coke ovens | 76 | 76 | 442 | 526 | 526 | 8416 | 11898 | 4 | Coke ovens | 19 | 110.5 | 5.8158 | 86.6499 | 86.6499 | 0.79007 | 0.60371 | 4.4444 | Other | 0.5572 | 0 | 0
Refineries | 311 | 311 | 1739 | 1820 | 1820 | 29131 | 41883 | 9 | Refineries | 34.5556 | 193.2222 | 5.5916 | 85.1969 | 85.1969 | 0.66805 | 0.53113 | 4.4461 |  |  | 0 | 0
Extraction and processing of nuclear fuels | [8 empty] | Extraction and processing of nuclear fuels | #DIV/0! | #DIV/0! | #DIV/0! | #DIV/0! | #DIV/0! | #DIV/0! | #DIV/0! | #DIV/0! |  |  | 0 | 0
Iron and steel industry | 99 | 99 | 752 | 427 | 427 | 6117 | 12387 | 6 | Iron and steel industry | 16.5 | 125.3333 | 7.596 | 61.7922 | 61.7922 | 0.49237 | 0.25791 | 3.9793 |  |  | 0 | 0
Non-ferrous metals | 59.4 | 70 | 285 | 235 | 346 | 3389 | 9337 | 8 | Non-ferrous metals | 7.425 | 35.625 | 4.798 | 49.6369 | 45.3572 | 0.45162 | 0.37703 | 4.0059 |  |  | 10.6 | 111
Chemical industry | 431 | 450 | 2003 | 1464 | 1464 | 40127 | 54923 | 24 | Chemical industry | 17.9583 | 83.4583 | 4.6473 | 82.6564 | 82.6564 | 0.38776 | 0.63518 | 7.6137 |  |  | 19 | 0
Non-metallic mineral products | [8 empty] | Non-metallic mineral products | #DIV/0! | #DIV/0! | #DIV/0! | #DIV/0! | #DIV/0! | #DIV/0! | #DIV/0! | #DIV/0! |  |  | 0 | 0
Extraction | 4.9 | 4.9 | 27 | 3 | 3 | 241 | 403 | 3 | Extraction | 1.6333 | 9 | 5.5102 | 62.4814 | 62.4814 | 0.069891 | 0.28301 | 22.3148 |  |  | 0 | 0
Food products, beverages and tobacco | 310 | 310 | 3094 | 425.6667 | 432 | 14377 | 20345 | 90 | Food products, beverages and tobacco | 3.4444 | 34.3778 | 9.9806 | 78.3101 | 78.1981 | 0.15675 | 0.14733 | 9.382 |  |  | 0 | 6.3333
Textile, clothing and leather | 22.7 | 22.7 | 231 | 32 | 32 | 1802 | 2764 | 5 | Textile, clothing and leather | 4.54 | 46.2 | 10.1762 | 69.3632 | 69.3632 | 0.16092 | 0.24734 | 15.6424 |  |  | 0 | 0
Paper and printing | 202.9 | 203.4 | 1372 | 869.6 | 874 | 22968 | 33106 | 15 | Paper and printing | 13.5267 | 91.4667 | 6.762 | 78.8812 | 78.8333 | 0.48925 | 0.53078 | 7.3367 |  |  | 0.5 | 4.4
Metal products, machinery, equipment | 7.8 | 7.8 | 102 | 3 | 3 | 441 | 618 | 2 | Metal products, machinery, equipment | 3.9 | 51 | 13.0769 | 73.1068 | 73.1068 | 0.043906 | 0.13708 | 40.8333 |  |  | 0 | 0
Other industrial branches | 29.3 | 29.3 | 303 | 95 | 95 | 3929 | 5463 | 4 | Other industrial branches | 7.325 | 75.75 | 10.3413 | 78.1805 | 78.1805 | 0.37013 | 0.41113 | 11.4883 |  |  | 0 | 0
Transport | [8 empty] | Transport | #DIV/0! | #DIV/0! | #DIV/0! | #DIV/0! | #DIV/0! | #DIV/0! | #DIV/0! | #DIV/0! |  |  | 0 | 0
Services, etc | [8 empty] | Services, etc | #DIV/0! | #DIV/0! | #DIV/0! | #DIV/0! | #DIV/0! | #DIV/0! | #DIV/0! | #DIV/0! |  |  | 0 | 0
Other | 557.2 | 581 | 3150.9 | 1578 | 1629 | 36109 | 56170 | 58 | Other | [10 empty] | 23.8 | 51
TOTAL | 6267.7 | 6673.6 | 24811.9 | 23003.2667 | 27062 | 307577 | 525074 | 337 | TOTAL | 18.5985 | 73.6258 | 3.9587 | 77.132 | 74.3493 | 0.41896 | 0.39304 | 3.7142 |  |  | 405.9 | 4058.7333
Type of fuel | Maximum capacity |  |  | Maximum production |  |  | Fuel | Number
| Electricity |  | Heat | Electricity |  | Heat | Input | of
| CHP | Gross | Net | ECHP | Gross | Net |  | units
| MW | MW | MW | GWh | GWh | MW | TJ(NVC) | n
Single-fuel fired units
Solid |  | 5825 | 21416 |  |  |  |  | 302
Liquid |  | 442 | 2279 |  |  |  |  | 17
Gas |  | 378 | 860 |  |  |  |  | 14
Others |  | 29 | 257 |  |  |  |  | 4
Multi-fuel fired units
Solid & liquid
Liquid & gas
Solid & liquid & gas
Others
TOTAL | 6267.7 | 6673.6 | 24811.9 | 23003.2667 | 27062 | 307577 | 525074 | 337
Romania | [7 empty] | 2002 | Romania | [7 empty] | 2002
1 : Completely CHP –units rdmt>= 75%) | Maximum capacity |  |  | Production |  |  | Fuel | Number | 1 : Completely CHP –units rdmt>= 75%) | Capacity ratios |  |  | Production ratios
| Electrical |  | Heat | Electricity |  | Heat | Input | of |  | Average |  | Heat to | Efficiency | Efficiency | Load factor |  | Heat to | Romania
Type of cycle | CHP | Gross | Net | ECHP | Gross | Net |  | units | Type of cycle | Electricity | Heat | Electricity | In/out (G) | In/out (N) | Electricity | Heat | Electricity | Auto CHP Heat production 2002 | 14.498
| MW | MW | MW | GWh | GWh | TJ | TJ(NVC) | n |  | MW | MW |  | % | % |  |  |  | Auto CHP ISI Heat 2002 | 0
Combined cycle | [8 empty] | Combined cycle | #DIV/0! | #DIV/0! | #DIV/0! | #DIV/0! | #DIV/0! | #DIV/0! | #DIV/0! | #DIV/0! | Auto CHP Chemical Heat 2002 | 6.8363 | 0 | 0
Steam : backpressure turbine | 209 | 209 | 1302 | 600 | 600 | 13402 | 19325 | 23 | Steam : backpressure turbine | 9.087 | 56.6087 | 6.2297 | 80.5278 | 80.5278 | 0.32772 | 0.32636 | 6.2046 | Auto CHP Paper Heat 2002 | 4.4478 | 0 | 0
Steam: condensing turbine | 13 | 13 | 221 | 31 | 31 | 1069 | 1332 | 2 | Steam: condensing turbine | 6.5 | 110.5 | 17 | 88.6336 | 88.6336 | 0.27222 | 0.15337 | 9.5789 | Auto CHP Refineries Heat 2002 | 0.98938 | 0 | 0
Gas turbine with heat recovery | [8 empty] | Gas turbine with heat recovery | #DIV/0! | #DIV/0! | #DIV/0! | #DIV/0! | #DIV/0! | #DIV/0! | #DIV/0! | #DIV/0! | Auto CHP Others Heat 2002 | 2.2245 | 0 | 0
Internal combustion engine | 6 | 6 | 8 | 23 | 23 | 190 | 312 | 11 | Internal combustion engine | 0.54545 | 0.72727 | 1.3333 | 87.4359 | 87.4359 | 0.4376 | 0.75302 | 2.2947 |  |  | 0 | 0
Others | [8 empty] | Others | [8 empty] | Auto CHP Total Consumption 2002 | 21.432 | 0 | 0
Sub-Total | 228 | 228 | 1531 | 654 | 654 | 14661 | 20969 | 36 | TOTAL | 6.3333 | 42.5278 | 6.7149 | 81.1455 | 81.1455 | 0.32745 | 0.30362 | 6.2271 | Auto CHP ISI Consumption 2002 | 0
2 : Units with a non-CHP component (rdmt < 75%) | Maximum capacity |  |  | Production |  |  | Fuel | Number | 2 : Units with a non-CHP component (rdmt < 75%) | Capacity ratios |  |  | Production ratios |  |  |  |  | Auto CHP Chemical consumption 2002 | 10.542
| Electrical |  | Heat | Electricity |  | Heat | Input | of |  | Average |  | Heat to | Efficiency | Efficiency | Load factor |  | Heat to | Auto CHP Paper conumption 2002 | 6.4
Type of cycle | CHP | Gross | Net | ECHP | Gross | Net |  | units | Type of cycle | Electricity | Heat | Electricity | In/out (G) | In/out (N) | Electricity | Heat | Electricity | Auto CHP Refineries consumption 2002 | 1.36
| MW | MW | MW | GWh | GWh | TJ | TJ(NVC) | n |  | MW | MW |  | % | % |  |  |  | Auto CHP Others consumption 2002 | 3.13
Combined cycle | [8 empty] | Combined cycle | #DIV/0! | #DIV/0! | #DIV/0! | #DIV/0! | #DIV/0! | #DIV/0! | #DIV/0! | #DIV/0! |  |  | 0 | 0
Steam : backpressure turbine | 639 | 643 | 2564 | 1616 | 1616 | 26322 | 51506 | 34 | Steam : backpressure turbine | 18.7941 | 75.4118 | 4.0125 | 62.3997 | 62.3997 | 0.28869 | 0.3255 | 4.5245 | Mining and agglomeration of solid fuels | 0 | 4 | 0
Steam: condensing turbine | 4782 | 5075 | 7726 | 14475 | 17314 | 60530 | 238821 | 64 | Steam: condensing turbine | 74.7188 | 120.7188 | 1.6156 | 51.4446 | 47.165 | 0.34555 | 0.2484 | 1.1616 | Extraction of crude oil and nat. gas | 0 | 293 | 2839
Gas turbine with heat recovery | [8 empty] | Gas turbine with heat recovery | #DIV/0! | #DIV/0! | #DIV/0! | #DIV/0! | #DIV/0! | #DIV/0! | #DIV/0! | #DIV/0! | Coke ovens | 0 | 0 | 0
Internal combustion engine | 2 | 2 | 2 | 11 | 11 | 44 | 132 | 2 | Internal combustion engine | 1 | 1 | 1 | 63.3333 | 63.3333 | 0.62785 | 0.69754 | 1.1111 | Refineries | 0.007 | 0 | 0
Others | [8 empty] | Others | [8 empty] | Extraction and processing of nuclear fuels | 0 | 0 | 0
Sub-Total | 5423 | 5720 | 10292 | 16102 | 18941 | 86896 | 290459 | 100 | TOTAL | 54.23 | 102.92 | 1.8978 | 53.3926 | 49.8739 | 0.33895 | 0.2677 | 1.4991 | Iron and steel industry | 0 | 297 | 2839
TOTAL (1+2) | 5651 | 5948 | 11823 | 16756 | 19595 | 101557 | 311428 | 136 | TOTAL (1+2) | 41.5515 | 86.9338 | 2.0922 | 55.2612 | 51.9795 | 0.33849 | 0.27235 | 1.6836 | Non-ferrous metals | 0 | 297 | 2839
[18 empty] | Chemical industry | 0.098
Sector | Maximum capacity |  |  | Production |  |  | Fuel | Number | By sector | Capacity ratios |  |  | Production ratios |  |  |  |  | Non-metallic mineral products | 0
| Electrical |  | Heat | Electricity |  | Heat | Input | of |  | Average |  | Heat to | Efficiency | Efficiency | Load factor |  | Heat to | Extraction | 0
| CHP | Gross | Net | ECHP | Gross | Net |  | units |  | Electricity | Heat | Electricity | In/out (G) | In/out (N) | Electricity | Heat | Electricity | Food products, beverages and tobacco | 0.029
| MW | MW | MW | GWh | GWh | TJ | TJ(NVC) | n |  | MW | MW |  | % | % |  |  |  | Textile, clothing and leather | 0.001
Public supply | 5480 | 5773 | 10161 | 16443 | 19282 | 87059 | 289996 | 98 | Public supply | 55.9184 | 103.6837 | 1.8542 | 53.9574 | 50.433 | 0.34253 | 0.27166 | 1.4707 | Paper and printing | 0.027 | 293 | 2839
[18 empty] | Metal products, machinery, equipment | 0.004 | 0 | 0
Autoproducers | 171 | 175 | 1662 | 312.846 | 312.846 | 14497.988 | 21432 | 38 | Autoproducers | 4.5 | 43.7368 | 9.7193 | 72.9014 | 72.9014 | 0.20885 | 0.27658 | 12.8728 | Other industrial branches | 0.004 | 4 | 0
Mining and agglomeration of solid fuels | [8 empty] | Mining and agglomeration of solid fuels | #DIV/0! | #DIV/0! | #DIV/0! | #DIV/0! | #DIV/0! | #DIV/0! | #DIV/0! | #DIV/0! | Transport | 0 | 0 | 0
Extraction of crude oil and nat. gas | [8 empty] | Extraction of crude oil and nat. gas | #DIV/0! | #DIV/0! | #DIV/0! | #DIV/0! | #DIV/0! | #DIV/0! | #DIV/0! | #DIV/0! | Services, etc | 0.001 | 0 | 0
Coke ovens | [8 empty] | Coke ovens | #DIV/0! | #DIV/0! | #DIV/0! | #DIV/0! | #DIV/0! | #DIV/0! | #DIV/0! | #DIV/0! | Other | 0 | 0 | 0
Refineries | 7 | 11 | 94 | 11.908 | 11.908 | 989.376 | 1360 | 3 | Refineries | 2.3333 | 31.3333 | 13.4286 | 75.9004 | 75.9004 | 0.19419 | 0.33372 | 23.0792 |  |  | 4 | 0
Extraction and processing of nuclear fuels | [8 empty] | Extraction and processing of nuclear fuels | #DIV/0! | #DIV/0! | #DIV/0! | #DIV/0! | #DIV/0! | #DIV/0! | #DIV/0! | #DIV/0! |  |  | 0 | 0
Iron and steel industry | [8 empty] | Iron and steel industry | #DIV/0! | #DIV/0! | #DIV/0! | #DIV/0! | #DIV/0! | #DIV/0! | #DIV/0! | #DIV/0! |  |  | 0 | 0
Non-ferrous metals | [8 empty] | Non-ferrous metals | #DIV/0! | #DIV/0! | #DIV/0! | #DIV/0! | #DIV/0! | #DIV/0! | #DIV/0! | #DIV/0! |  |  | 0 | 0
Chemical industry | 98 | 98 | 715 | 156.734 | 156.734 | 6836.296 | 10542 | 20 | Chemical industry | 4.9 | 35.75 | 7.2959 | 70.2005 | 70.2005 | 0.18257 | 0.30315 | 12.1159 |  |  | 0 | 0
Non-metallic mineral products | [8 empty] | Non-metallic mineral products | #DIV/0! | #DIV/0! | #DIV/0! | #DIV/0! | #DIV/0! | #DIV/0! | #DIV/0! | #DIV/0! |  |  | 0 | 0
Extraction | [8 empty] | Extraction | #DIV/0! | #DIV/0! | #DIV/0! | #DIV/0! | #DIV/0! | #DIV/0! | #DIV/0! | #DIV/0! |  |  | 0 | 0
Food products, beverages and tobacco | 29 | 29 | 585 | 27.293 | 27.293 | 1055.877 | 1377 | 6 | Food products, beverages and tobacco | 4.8333 | 97.5 | 20.1724 | 83.8149 | 83.8149 | 0.10744 | 0.057227 | 10.7463 |  |  | 0 | 0
Textile, clothing and leather | 1 | 1 | 1 | 0.232 | 0.232 | 1.575 | 3 | 3 | Textile, clothing and leather | 0.33333 | 0.33333 | 1 | 80.34 | 80.34 | 0.026484 | 0.049937 | 1.8858 |  |  | 0 | 0
Paper and printing | 27 | 27 | 186 | 87.471 | 87.471 | 4447.832 | 6400 | 3 | Paper and printing | 9 | 62 | 6.8889 | 74.4176 | 74.4176 | 0.36982 | 0.75819 | 14.1248 |  |  | 0 | 0
Metal products, machinery, equipment | 4 | 4 | 43 | 23.76 | 23.76 | 730.887 | 1148 | 1 | Metal products, machinery, equipment | 4 | 43 | 10.75 | 71.117 | 71.117 | 0.67808 | 0.53892 | 8.5448 |  |  | 0 | 0
Other industrial branches | 4 | 4 | 37 | 2.318 | 2.318 | 421.571 | 561 | 1 | Other industrial branches | 4 | 37 | 9.25 | 76.6338 | 76.6338 | 0.066153 | 0.36125 | 50.519 |  |  | 0 | 0
Transport | [8 empty] | Transport | #DIV/0! | #DIV/0! | #DIV/0! | #DIV/0! | #DIV/0! | #DIV/0! | #DIV/0! | #DIV/0! |  |  | 0 | 0
Services, etc | 1 | 1 | 1 | 3.13 | 3.13 | 14.574 | 41 | 1 | Services, etc | 1 | 1 | 1 | 63.0293 | 63.0293 | 0.35731 | 0.46209 | 1.2934 |  |  | 0 | 0
Other | [8 empty] | Other | [10 empty] | 0 | 0
TOTAL | 5651 | 5948 | 11823 | 16755.846 | 19594.846 | 101556.988 | 311428 | 136 | TOTAL | 41.5515 | 86.9338 | 2.0922 | 55.2611 | 51.9793 | 0.33848 | 0.27235 | 1.6836 |  |  | 297 | 2839
Type of fuel | Maximum capacity |  |  | Maximum production |  |  | Fuel | Number
| Electricity |  | Heat | Electricity |  | Heat | Input | of
| CHP | Gross | Net | ECHP | Gross | Net |  | units
| MW | MW | MW | GWh | GWh | MW | TJ(NVC) | n
Single-fuel fired units
Solid |  | 2425 | 3344 |  |  |  |  | 33
Liquid |  | 598 | 1563 |  |  |  |  | 10
Gas |  | 2925 | 6916 |  |  |  |  | 93
Others
Multi-fuel fired units
Solid & liquid
Liquid & gas
Solid & liquid & gas
Others
TOTAL | 5651 | 5948 | 11823 | 16755.846 | 19594.846 | 101556.988 | 311428 | 136
Slovakia | [7 empty] | 2002 | Slovakia | [7 empty] | 2002
1 : Completely CHP –units rdmt>= 75%) | Maximum capacity |  |  | Production |  |  | Fuel | Number | 1 : Completely CHP –units rdmt>= 75%) | Capacity ratios |  |  | Production ratios
| Electrical |  | Heat | Electricity |  | Heat | Input | of |  | Average |  | Heat to | Efficiency | Efficiency | Load factor |  | Heat to | Slovakia
Type of cycle | CHP | Gross | Net | ECHP | Gross | Net |  | units | Type of cycle | Electricity | Heat | Electricity | In/out (G) | In/out (N) | Electricity | Heat | Electricity | Auto CHP Heat production 2002 | 5.004
| MW | MW | MW | GWh | GWh | TJ | TJ(NVC) | n |  | MW | MW |  | % | % |  |  |  | Auto CHP ISI Heat 2002 | 0.321
Combined cycle | 0 | 0 | 0 | 0 | 0 | 0 | 0 | 0 | Combined cycle | #DIV/0! | #DIV/0! | #DIV/0! | #DIV/0! | #DIV/0! | #DIV/0! | #DIV/0! | #DIV/0! | Auto CHP Chemical Heat 2002 | 0.907 | 0 | 0
Steam : backpressure turbine | 243 | 243 | 2084 | 847 | 847 | 12439 | 18231 | 19 | Steam : backpressure turbine | 12.7895 | 109.6842 | 8.5761 | 84.9553 | 84.9553 | 0.3979 | 0.18925 | 4.0794 | Auto CHP Paper Heat 2002 | 0.289 | 0 | 0
Steam: condensing turbine | 69 | 69 | 11 | 416 | 416 | 48 | 1657 | 6 | Steam: condensing turbine | 11.5 | 1.8333 | 0.15942 | 93.277 | 93.277 | 0.68824 | 0.13835 | 0.032051 | Auto CHP Refineries Heat 2002 | 0.097 | 0 | 0
Gas turbine with heat recovery | 9 | 9 | 29 | 56 | 56 | 1061 | 1413 | 2 | Gas turbine with heat recovery | 4.5 | 14.5 | 3.2222 | 89.356 | 89.356 | 0.7103 | 1.16 | 5.2629 | Auto CHP Others Heat 2002 | 3.39 | 0 | 0
Internal combustion engine | 8 | 8 | 50 | 21 | 21 | 220 | 351 | 22 | Internal combustion engine | 0.36364 | 2.2727 | 6.25 | 84.2165 | 84.2165 | 0.29966 | 0.13951 | 2.9101 |  |  | 0 | 0
Others | 0 | 0 | 0 | 0 | 0 | 0 | 0 | 0 | Others | #DIV/0! |  | #DIV/0! | #DIV/0! | #DIV/0! | #DIV/0! |  | #DIV/0! | Auto CHP Total Consumption 2002 | 64.483 | 0 | 0
Sub-Total | 329 | 329 | 2174 | 1340 | 1340 | 13768 | 21652 | 49 | TOTAL | 6.7143 | 44.3673 | 6.6079 | 85.8674 | 85.8674 | 0.46495 | 0.2008 | 2.8541 | Auto CHP ISI Consumption 2002 | 23.943
2 : Units with a non-CHP component (rdmt < 75%) | Maximum capacity |  |  | Production |  |  | Fuel | Number | 2 : Units with a non-CHP component (rdmt < 75%) | Capacity ratios |  |  | Production ratios |  |  |  |  | Auto CHP Chemical consumption 2002 | 3.487
| Electrical |  | Heat | Electricity |  | Heat | Input | of |  | Average |  | Heat to | Efficiency | Efficiency | Load factor |  | Heat to | Auto CHP Paper conumption 2002 | 13.319
Type of cycle | CHP | Gross | Net | ECHP | Gross | Net |  | units | Type of cycle | Electricity | Heat | Electricity | In/out (G) | In/out (N) | Electricity | Heat | Electricity | Auto CHP Refineries consumption 2002 | 14.652
| MW | MW | MW | GWh | GWh | TJ | TJ(NVC) | n |  | MW | MW |  | % | % |  |  |  | Auto CHP Others consumption 2002 | 9.082
Combined cycle | 203 | 203 | 323 | 863 | 1186 | 1825 | 9583 | 3 | Combined cycle | 67.6667 | 107.6667 | 1.5911 | 63.598 | 51.4641 | 0.4853 | 0.17914 | 0.58742 |  |  | 0 | 323
Steam : backpressure turbine | 322 | 322 | 3522 | 1193 | 1743 | 7720 | 47691 | 34 | Steam : backpressure turbine | 9.4706 | 103.5882 | 10.9379 | 29.3447 | 25.193 | 0.42294 | 0.069498 | 1.7975 | Mining and agglomeration of solid fuels | 0 | 0 | 550
Steam: condensing turbine | 214 | 2853 | 1014 | 2133 | 19086 | 3206 | 211805 | 24 | Steam: condensing turbine | 8.9167 | 42.25 | 4.7383 | 33.9537 | 5.1391 | 1.1378 | 0.10025 | 0.41751 | Extraction of crude oil and nat. gas | 0 | 2639 | 16953
Gas turbine with heat recovery | 16 | 16 | 61 | 38 | 38 | 99 | 1048 | 3 | Gas turbine with heat recovery | 5.3333 | 20.3333 | 3.8125 | 22.5 | 22.5 | 0.27112 | 0.051458 | 0.72368 | Coke ovens | 0 | 0 | 0
Internal combustion engine | 2 | 2 | 2 | 8 | 8 | 37 | 111 | 11 | Internal combustion engine | 0.18182 | 0.18182 | 1 | 59.2793 | 59.2793 | 0.45662 | 0.58656 | 1.2847 | Refineries | 0.114 | 0 | 0
Others | 18 | 18 | 1444 | 84 | 84 | 2904 | 27999 | 2 | Others | 9 | 722 | 80.2222 | 11.4518 | 11.4518 | 0.53272 | 0.063764 | 9.6032 | Extraction and processing of nuclear fuels | 0 | 0 | 0
Sub-Total | 775 | 3414 | 6366 | 4319 | 22145 | 15791 | 298237 | 77 | TOTAL | 10.0649 | 82.6753 | 8.2142 | 32.0259 | 10.5082 | 0.63618 | 0.078648 | 1.0156 | Iron and steel industry | 0.135 | 2639 | 17826
TOTAL (1+2) | 1104 | 3743 | 8540 | 5659 | 23485 | 29559 | 319889 | 126 | TOTAL (1+2) | 8.7619 | 67.7778 | 7.7355 | 35.6702 | 15.609 | 0.58515 | 0.10974 | 1.4509 | Non-ferrous metals | 0.025 | 2639 | 17826
[18 empty] | Chemical industry | 0.055
Sector | Maximum capacity |  |  | Production |  |  | Fuel | Number | By sector | Capacity ratios |  |  | Production ratios |  |  |  |  | Non-metallic mineral products | 0
| Electrical |  | Heat | Electricity |  | Heat | Input | of |  | Average |  | Heat to | Efficiency | Efficiency | Load factor |  | Heat to | Extraction | 0
| CHP | Gross | Net | ECHP | Gross | Net |  | units |  | Electricity | Heat | Electricity | In/out (G) | In/out (N) | Electricity | Heat | Electricity | Food products, beverages and tobacco | 0.032
| MW | MW | MW | GWh | GWh | TJ | TJ(NVC) | n |  | MW | MW |  | % | % |  |  |  | Textile, clothing and leather | 0.007
Public supply | 646 | 3286 | 4882 | 3302 | 21124 | 24555 | 255406 | 68 | Public supply | 9.5 | 71.7941 | 7.5573 | 39.3888 | 14.2683 | 0.5835 | 0.15947 | 2.0657 | Paper and printing | 0.056 | 2640 | 17822
[18 empty] | Metal products, machinery, equipment | 0.02 | 0 | 0
Autoproducers | 458 | 458 | 3658 | 2357 | 2362 | 5004 | 64483 | 58 | Autoproducers | 7.8966 | 63.069 | 7.9869 | 20.9469 | 20.919 | 0.58748 | 0.043373 | 0.58973 | Other industrial branches | 0.007 | 0 | 5
Mining and agglomeration of solid fuels | 0 | 0 | 0 | 0 | 0 | 0 | 0 | 0 | Mining and agglomeration of solid fuels | #DIV/0! | #DIV/0! | #DIV/0! | #DIV/0! | #DIV/0! | #DIV/0! | #DIV/0! | #DIV/0! | Transport | 0 | 0 | 0
Extraction of crude oil and nat. gas | 0 | 0 | 0 | 0 | 0 | 0 | 0 | 0 | Extraction of crude oil and nat. gas | #DIV/0! | #DIV/0! | #DIV/0! | #DIV/0! | #DIV/0! | #DIV/0! | #DIV/0! | #DIV/0! | Services, etc | 0.007 | 0 | 0
Coke ovens | 0 | 0 | 0 | 0 | 0 | 0 | 0 | 0 | Coke ovens | #DIV/0! | #DIV/0! | #DIV/0! | #DIV/0! | #DIV/0! | #DIV/0! | #DIV/0! | #DIV/0! | Other | 0 | 0 | 0
Refineries | 114 | 114 | 535 | 686 | 686 | 97 | 14652 | 4 | Refineries | 28.5 | 133.75 | 4.693 | 17.5171 | 17.5171 | 0.68693 | 0.0057486 | 0.039278 |  |  | 0 | 0
Extraction and processing of nuclear fuels | 0 | 0 | 0 | 0 | 0 | 0 | 0 | 0 | Extraction and processing of nuclear fuels | #DIV/0! | #DIV/0! | #DIV/0! | #DIV/0! | #DIV/0! | #DIV/0! | #DIV/0! | #DIV/0! |  |  | 0 | 0
Iron and steel industry | 135 | 135 | 981 | 1045 | 1045 | 321 | 23943 | 8 | Iron and steel industry | 16.875 | 122.625 | 7.2667 | 17.053 | 17.053 | 0.88365 | 0.010375 | 0.085327 |  |  | 0 | 0
Non-ferrous metals | 25 | 25 | 147 | 47 | 47 | 413 | 1636 | 4 | Non-ferrous metals | 6.25 | 36.75 | 5.88 | 35.5868 | 35.5868 | 0.21461 | 0.089079 | 2.4409 |  |  | 0 | 0
Chemical industry | 55 | 55 | 413 | 106 | 106 | 907 | 3487 | 7 | Chemical industry | 7.8571 | 59 | 7.5091 | 36.9544 | 36.9544 | 0.22001 | 0.069631 | 2.3768 |  |  | 0 | 0
Non-metallic mineral products | 0 | 0 | 0 | 0 | 0 | 0 | 0 | 0 | Non-metallic mineral products | #DIV/0! | #DIV/0! | #DIV/0! | #DIV/0! | #DIV/0! | #DIV/0! | #DIV/0! | #DIV/0! |  |  | 0 | 0
Extraction | 0 | 0 | 0 | 0 | 0 | 0 | 0 | 0 | Extraction | #DIV/0! | #DIV/0! | #DIV/0! | #DIV/0! | #DIV/0! | #DIV/0! | #DIV/0! | #DIV/0! |  |  | 0 | 0
Food products, beverages and tobacco | 32 | 32 | 351 | 74 | 74 | 805 | 2521 | 9 | Food products, beverages and tobacco | 3.5556 | 39 | 10.9688 | 42.499 | 42.499 | 0.26398 | 0.072716 | 3.0218 |  |  | 0 | 0
Textile, clothing and leather | 7 | 7 | 193 | 9 | 9 | 333 | 1003 | 2 | Textile, clothing and leather | 3.5 | 96.5 | 27.5714 | 36.4307 | 36.4307 | 0.14677 | 0.054705 | 10.2778 |  |  | 0 | 0
Paper and printing | 56 | 56 | 527 | 332 | 332 | 289 | 13319 | 5 | Paper and printing | 11.2 | 105.4 | 9.4107 | 11.1435 | 11.1435 | 0.67678 | 0.017387 | 0.2418 |  |  | 0 | 0
Metal products, machinery, equipment | 20 | 20 | 191 | 22 | 27 | 483 | 989 | 7 | Metal products, machinery, equipment | 2.8571 | 27.2857 | 9.55 | 58.6653 | 56.8453 | 0.12557 | 0.080178 | 6.0985 |  |  | 0 | 5
Other industrial branches | 7 | 7 | 235 | 6 | 6 | 675 | 1932 | 2 | Other industrial branches | 3.5 | 117.5 | 33.5714 | 36.0559 | 36.0559 | 0.097847 | 0.091071 | 31.25 |  |  | 0 | 0
Transport | 0 | 0 | 0 | 0 | 0 | 0 | 0 | 0 | Transport | #DIV/0! | #DIV/0! | #DIV/0! | #DIV/0! | #DIV/0! | #DIV/0! | #DIV/0! | #DIV/0! |  |  | 0 | 0
Services, etc | 7 | 7 | 85 | 30 | 30 | 681 | 1001 | 10 | Services, etc | 0.7 | 8.5 | 12.1429 | 78.8212 | 78.8212 | 0.48924 | 0.25402 | 6.3056 |  |  | 0 | 0
Other | [8 empty] | Other | [10 empty] | 0 | 0
TOTAL | 1104 | 3744 | 8540 | 5659 | 23486 | 29559 | 319889 | 126 | TOTAL | 8.7619 | 67.7778 | 7.7355 | 35.6713 | 15.609 | 0.58515 | 0.10974 | 1.4509 |  |  | 2640 | 17827
Type of fuel | Maximum capacity |  |  | Maximum production |  |  | Fuel | Number
| Electricity |  | Heat | Electricity |  | Heat | Input | of
| CHP | Gross | Net | ECHP | Gross | Net |  | units
| MW | MW | MW | GWh | GWh | MW | TJ(NVC) | n
Single-fuel fired units
Solid |  | 100 | 593 |  |  |  |  | 9
Liquid |  | 12 | 116 |  |  |  |  | 1
Gas |  | 315 | 1126 |  |  |  |  | 58
Others |  | 2640 | 538 |  |  |  |  | 12
Multi-fuel fired units
Solid & liquid |  | 0 | 120 |  |  |  |  | 0
Liquid & gas |  | 186 | 1574 |  |  |  |  | 13
Solid & liquid & gas |  | 114 | 874 |  |  |  |  | 7
Others |  | 376 | 3599 |  |  |  |  | 26
TOTAL | 1104 | 3744 | 8540 | 5659 | 23486 | 29559 | 319889 | 126
Slovenia | [7 empty] | 2002 | Slovenia | [7 empty] | 2002
1 : Completely CHP –units rdmt>= 75%) | Maximum capacity |  |  | Production |  |  | Fuel | Number | 1 : Completely CHP –units rdmt>= 75%) | Capacity ratios |  |  | Production ratios
| Electrical |  | Heat | Electricity |  | Heat | Input | of |  | Average |  | Heat to | Efficiency | Efficiency | Load factor |  | Heat to | Slovenia
Type of cycle | CHP | Gross | Net | ECHP | Gross | Net |  | units | Type of cycle | Electricity | Heat | Electricity | In/out (G) | In/out (N) | Electricity | Heat | Electricity | Auto CHP Heat production 2002 | 8.6749
| MW | MW | MW | GWh | GWh | TJ | TJ(NVC) | n |  | MW | MW |  | % | % |  |  |  | Auto CHP ISI Heat 2002 | 0
Combined cycle | [8 empty] | Combined cycle | #DIV/0! | #DIV/0! | #DIV/0! | #DIV/0! | #DIV/0! | #DIV/0! | #DIV/0! | #DIV/0! | Auto CHP Chemical Heat 2002 | 0.42121 | 0 | 0
Steam : backpressure turbine | 36.88 | 36.88 | 132.726 | 131.283 | 131.283 | 5178.582 | 6237.136 | 7 | Steam : backpressure turbine | 5.2686 | 18.9609 | 3.5989 | 90.6057 | 90.6057 | 0.40636 | 1.2371 | 10.9572 | Auto CHP Paper Heat 2002 | 6.9474 | 0 | 0
Steam: condensing turbine | 60.43 | 60.43 | 370.738 | 167.374 | 167.374 | 3528.557 | 4557 | 8 | Steam: condensing turbine | 7.5537 | 46.3422 | 6.135 | 90.654 | 90.654 | 0.31618 | 0.30177 | 5.8561 | Auto CHP Refineries Heat 2002 | 0.412 | 0 | 0
Gas turbine with heat recovery | 6.3 | 6.3 | 11.065 | 48.037 | 48.037 | 285.967 | 552.647 | 1 | Gas turbine with heat recovery | 6.3 | 11.065 | 1.7563 | 83.0368 | 83.0368 | 0.87042 | 0.81942 | 1.6536 | Auto CHP Others Heat 2002 | 0.89428 | 0 | 0
Internal combustion engine | 9.46 | 9.46 | 9.88 | 42.797 | 42.797 | 158.261 | 395.721 | 3 | Internal combustion engine | 3.1533 | 3.2933 | 1.0444 | 78.9269 | 78.9269 | 0.51644 | 0.50788 | 1.0272 |  |  | 0 | 0
Others | 1.05 | 1.05 | 0.758 | 0.527 | 0.527 | 35 | 40.851 | 1 | Others | [8 empty] | Auto CHP Total Consumption 2002 | 10.9607 | 0 | 0
Sub-Total | 114.12 | 114.12 | 525.167 | 390.018 | 390.018 | 9186.367 | 11783.355 | 20 | TOTAL | 5.706 | 26.2584 | 4.6019 | 89.8762 | 89.8762 | 0.39014 | 0.55461 | 6.5427 | Auto CHP ISI Consumption 2002 | 0
2 : Units with a non-CHP component (rdmt < 75%) | Maximum capacity |  |  | Production |  |  | Fuel | Number | 2 : Units with a non-CHP component (rdmt < 75%) | Capacity ratios |  |  | Production ratios |  |  |  |  | Auto CHP Chemical consumption 2002 | 0.5533
| Electrical |  | Heat | Electricity |  | Heat | Input | of |  | Average |  | Heat to | Efficiency | Efficiency | Load factor |  | Heat to | Auto CHP Paper conumption 2002 | 8.5879
Type of cycle | CHP | Gross | Net | ECHP | Gross | Net |  | units | Type of cycle | Electricity | Heat | Electricity | In/out (G) | In/out (N) | Electricity | Heat | Electricity | Auto CHP Refineries consumption 2002 | 0.52121
| MW | MW | MW | GWh | GWh | TJ | TJ(NVC) | n |  | MW | MW |  | % | % |  |  |  | Auto CHP Others consumption 2002 | 1.2983
Combined cycle | [8 empty] | Combined cycle | #DIV/0! | #DIV/0! | #DIV/0! | #DIV/0! | #DIV/0! | #DIV/0! | #DIV/0! | #DIV/0! |  |  | 0 | 0
Steam : backpressure turbine | 135.5 | 787 | 353.789 | 252.337 | 4274.445 | 2517.265 | 47797.344 | 2 | Steam : backpressure turbine | 67.75 | 176.8945 | 2.611 | 37.4608 | 7.1671 | 0.21259 | 0.22559 | 2.7711 | Mining and agglomeration of solid fuels | 0 | 651.5 | 4022.108
Steam: condensing turbine | 83.28 | 83.28 | 324.711 | 217.375 | 330.498 | 3042.1 | 6092.739 | 2 | Steam: condensing turbine | 41.64 | 162.3555 | 3.899 | 69.458 | 62.7739 | 0.29796 | 0.29704 | 3.8874 | Extraction of crude oil and nat. gas | 0 | 0 | 113.123
Gas turbine with heat recovery | 2.1 | 2.1 | 2.4 | 6.234 | 6.234 | 26.245 | 67.266 | 1 | Gas turbine with heat recovery | 2.1 | 2.4 | 1.1429 | 72.3804 | 72.3804 | 0.33888 | 0.34672 | 1.1694 | Coke ovens | 0 | 0 | 0
Internal combustion engine | 3.604 | 3.788 | 5.152 | 6.595 | 18.449 | 34.253 | 220.348 | 6 | Internal combustion engine | 0.60067 | 0.85867 | 1.4295 | 45.6866 | 26.3197 | 0.20889 | 0.2108 | 1.4427 | Refineries | 0.007 | 0.184 | 11.854
Others | [8 empty] | Others | [8 empty] | Extraction and processing of nuclear fuels | 0 | 0 | 0
Sub-Total | 224.484 | 876.168 | 686.052 | 482.541 | 4629.626 | 5619.863 | 54177.697 | 11 | TOTAL | 20.4076 | 62.3684 | 3.0561 | 41.136 | 13.5794 | 0.24538 | 0.25972 | 3.2351 | Iron and steel industry | 0 | 651.684 | 4147.085
TOTAL (1+2) | 338.604 | 990.288 | 1211.219 | 872.559 | 5019.644 | 14806.23 | 65961.052 | 31 | TOTAL (1+2) | 10.9227 | 39.0716 | 3.5771 | 49.843 | 27.2092 | 0.29417 | 0.38758 | 4.7135 | Non-ferrous metals | 0 | 651.684 | 4147.085
[18 empty] | Chemical industry | 0.00736
Sector | Maximum capacity |  |  | Production |  |  | Fuel | Number | By sector | Capacity ratios |  |  | Production ratios |  |  |  |  | Non-metallic mineral products | 0
| Electrical |  | Heat | Electricity |  | Heat | Input | of |  | Average |  | Heat to | Efficiency | Efficiency | Load factor |  | Heat to | Extraction | 0
| CHP | Gross | Net | ECHP | Gross | Net |  | units |  | Electricity | Heat | Electricity | In/out (G) | In/out (N) | Electricity | Heat | Electricity | Food products, beverages and tobacco | 0.011122
| MW | MW | MW | GWh | GWh | TJ | TJ(NVC) | n |  | MW | MW |  | % | % |  |  |  | Textile, clothing and leather | 0.00503
Public supply | 235.764 | 887.264 | 709.735 | 564.165 | 4699.256 | 6130.91 | 55000.335 | 7 | Public supply | 33.6806 | 101.3907 | 3.0104 | 41.9056 | 14.8397 | 0.27316 | 0.27389 | 3.0187 | Paper and printing | 0.06555 | 651.5 | 4135.091
[18 empty] | Metal products, machinery, equipment | 0 | 0 | 0
Autoproducers | 102.84 | 103.024 | 501.484 | 308.394 | 320.388 | 8674.92 | 10960.747 | 24 | Autoproducers | 4.285 | 20.8952 | 4.8764 | 89.6683 | 89.2744 | 0.34233 | 0.54847 | 7.8137 | Other industrial branches | 0.00377 | 0.184 | 11.994
Mining and agglomeration of solid fuels | [8 empty] | Mining and agglomeration of solid fuels | #DIV/0! | #DIV/0! | #DIV/0! | #DIV/0! | #DIV/0! | #DIV/0! | #DIV/0! | #DIV/0! | Transport | 0 | 0 | 0
Extraction of crude oil and nat. gas | [8 empty] | Extraction of crude oil and nat. gas | #DIV/0! | #DIV/0! | #DIV/0! | #DIV/0! | #DIV/0! | #DIV/0! | #DIV/0! | #DIV/0! | Services, etc | 0.003008 | 0 | 0
Coke ovens | [8 empty] | Coke ovens | #DIV/0! | #DIV/0! | #DIV/0! | #DIV/0! | #DIV/0! | #DIV/0! | #DIV/0! | #DIV/0! | Other | 0 | 0 | 0
Refineries | 7 | 7 | 15.993 | 15.811 | 15.811 | 412 | 521.207 | 1 | Refineries | 7 | 15.993 | 2.2847 | 89.968 | 89.968 | 0.25784 | 0.81679 | 7.2383 |  |  | 0 | 0
Extraction and processing of nuclear fuels | [8 empty] | Extraction and processing of nuclear fuels | #DIV/0! | #DIV/0! | #DIV/0! | #DIV/0! | #DIV/0! | #DIV/0! | #DIV/0! | #DIV/0! |  |  | 0 | 0
Iron and steel industry | [8 empty] | Iron and steel industry | #DIV/0! | #DIV/0! | #DIV/0! | #DIV/0! | #DIV/0! | #DIV/0! | #DIV/0! | #DIV/0! |  |  | 0 | 0
Non-ferrous metals | [8 empty] | Non-ferrous metals | #DIV/0! | #DIV/0! | #DIV/0! | #DIV/0! | #DIV/0! | #DIV/0! | #DIV/0! | #DIV/0! |  |  | 0 | 0
Chemical industry | 7.36 | 7.36 | 16.585 | 16.839 | 16.891 | 421.215 | 553.301 | 4 | Chemical industry | 1.84 | 4.1463 | 2.2534 | 87.1176 | 87.0838 | 0.26118 | 0.80525 | 6.9484 |  |  | 0 | 0.052
Non-metallic mineral products | [8 empty] | Non-metallic mineral products | #DIV/0! | #DIV/0! | #DIV/0! | #DIV/0! | #DIV/0! | #DIV/0! | #DIV/0! | #DIV/0! |  |  | 0 | 0
Extraction | [8 empty] | Extraction | #DIV/0! | #DIV/0! | #DIV/0! | #DIV/0! | #DIV/0! | #DIV/0! | #DIV/0! | #DIV/0! |  |  | 0 | 0
Food products, beverages and tobacco | 11.122 | 11.122 | 12.766 | 17.719 | 18.027 | 497.089 | 621.957 | 3 | Food products, beverages and tobacco | 3.7073 | 4.2553 | 1.1478 | 90.3577 | 90.1794 | 0.18187 | 1.2346 | 7.7928 |  |  | 0 | 0.308
Textile, clothing and leather | 5.03 | 5.03 | 4.6 | 0.512 | 0.512 | 14 | 18 | 1 | Textile, clothing and leather | 5.03 | 4.6 | 0.91451 | 88.0178 | 88.0178 | 0.01162 | 0.096497 | 7.5955 |  |  | 0 | 0
Paper and printing | 65.55 | 65.55 | 429.42 | 242.747 | 242.747 | 6947.424 | 8587.922 | 7 | Paper and printing | 9.3643 | 61.3457 | 6.551 | 91.0734 | 91.0734 | 0.42274 | 0.51296 | 7.95 |  |  | 0 | 0
Metal products, machinery, equipment | [8 empty] | Metal products, machinery, equipment | #DIV/0! | #DIV/0! | #DIV/0! | #DIV/0! | #DIV/0! | #DIV/0! | #DIV/0! | #DIV/0! |  |  | 0 | 0
Other industrial branches | 3.77 | 3.77 | 12.348 | 8.061 | 11.503 | 316.321 | 415.058 | 3 | Other industrial branches | 1.2567 | 4.116 | 3.2753 | 86.1884 | 83.203 | 0.24409 | 0.81222 | 10.9003 |  |  | 0 | 3.442
Transport | [8 empty] | Transport | #DIV/0! | #DIV/0! | #DIV/0! | #DIV/0! | #DIV/0! | #DIV/0! | #DIV/0! | #DIV/0! |  |  | 0 | 0
Services, etc | 3.008 | 3.192 | 9.772 | 6.705 | 14.897 | 66.871 | 243.302 | 5 | Services, etc | 0.6016 | 1.9544 | 3.2487 | 49.527 | 37.4058 | 0.25446 | 0.21697 | 2.7704 |  |  | 0.184 | 8.192
Other | [8 empty] | Other | [10 empty] | 0 | 0
TOTAL | 338.604 | 990.288 | 1211.219 | 872.559 | 5019.644 | 14805.83 | 65961.082 | 31 | TOTAL | 10.9227 | 39.0716 | 3.5771 | 49.8423 | 27.2085 | 0.29417 | 0.38757 | 4.7134 |  |  | 651.684 | 4147.085
Type of fuel | Maximum capacity |  |  | Maximum production |  |  | Fuel | Number
| Electricity |  | Heat | Electricity |  | Heat | Input | of
| CHP | Gross | Net | ECHP | Gross | Net |  | units
| MW | MW | MW | GWh | GWh | MW | TJ(NVC) | n
Single-fuel fired units
Solid |  | 869 | 671 |  |  |  |  | 3
Liquid |  | 8.5 | 9.4 |  |  |  |  | 1
Gas |  | 62.476 | 280.199 |  |  |  |  | 15
Others |  | 7.512 | 31.115 |  |  |  |  | 8
Multi-fuel fired units
Solid & liquid
Liquid & gas |  | 13.4 | 93.492 |  |  |  |  | 2
Solid & liquid & gas
Others |  | 29.4 | 126.013 |  |  |  |  | 2
TOTAL | 338.604 | 990.288 | 1211.219 | 872.559 | 5019.644 | 14805.83 | 65961.082 | 31
EU-25 | [7 empty] | 2002 | EU-25 | [7 empty] | 2002
1 : Completely CHP –units rdmt>= 75%) | Maximum capacity |  |  | Production |  |  | Fuel | Number | 1 : Completely CHP –units rdmt>= 75%) | Capacity ratios |  |  | Production ratios
| Electrical |  | Heat | Electricity |  | Heat | Input | of |  | Average |  | Heat to | Efficiency | Efficiency | Load factor |  | Heat to | EU-25
Type of cycle | CHP | Gross | Net | ECHP | Gross | Net |  | units | Type of cycle | Electricity | Heat | Electricity | In/out (G) | In/out (N) | Electricity | Heat | Electricity | Auto CHP Heat production 2002 | 1652.5359
| MW | MW | MW | GWh | GWh | TJ | TJ(NVC) | n |  | MW | MW |  | % | % |  |  |  | Auto CHP ISI Heat 2002 | 32.7617
Combined cycle | 6000.48 | 6000.18 | 9278.7304 | 28589.3942 | 28588.9942 | 138774.6034 | 274454.9304 | 119 | Combined cycle | 50.4217 | 77.9725 | 1.5464 | 88.0636 | 88.0636 | 0.54391 | 0.4742 | 1.3484 | Auto CHP Chemical Heat 2002 | 399.0241 | -0.3 | -0.4
Steam : backpressure turbine | 32728.3283 | 32728.3283 | 103684.1869 | 83092.0818 | 83092.0818 | 1258504.092 | 1902182.2838 | 1576 | Steam : backpressure turbine | 20.7667 | 65.7895 | 3.168 | 81.8868 | 81.8868 | 0.28982 | 0.38485 | 4.2072 | Auto CHP Paper Heat 2002 | 532.9512 | 0 | 0
Steam: condensing turbine | 3063.6692 | 3063.6692 | 9778.4295 | 10765.9661 | 10765.9661 | 123566.7151 | 185781.9459 | 105 | Steam: condensing turbine | 29.1778 | 93.1279 | 3.1917 | 87.3735 | 87.3735 | 0.40115 | 0.40066 | 3.1882 | Auto CHP Refineries Heat 2002 | 262.0042 | 0 | 0
Gas turbine with heat recovery | 7892.39 | 7892.39 | 15868.0159 | 37998.9415 | 37998.9415 | 262738.3404 | 481320.9058 | 628 | Gas turbine with heat recovery | 12.5675 | 25.2675 | 2.0105 | 83.0079 | 83.0079 | 0.54962 | 0.52498 | 1.9207 | Auto CHP Others Heat 2002 | 425.7947 | 0 | 0
Internal combustion engine | 5191.1832 | 6601.1232 | 9548.8166 | 19892.3101 | 19891.9101 | 97151.4019 | 197877.197 | 7825 | Internal combustion engine | 0.84359 | 1.2203 | 1.4465 | 85.2864 | 85.2864 | 0.344 | 0.32258 | 1.3567 |  |  | 1409.94 | -0.4
Others | 1890.05 | 1890.05 | 4156.4398 | 4677.527 | 4677.527 | 36914 | 64646.2767 | 15 | Others | [8 empty] | Auto CHP Total Consumption 2002 | 3001.3548 | 0 | 0
Sub-Total | 56766.1007 | 58175.7407 | 152314.6191 | 185016.2207 | 185015.4207 | 1917649.1529 | 3106263.5397 | 10268 | TOTAL | 5.6657 | 14.8339 | 2.6182 | 83.1773 | 83.1773 | 0.36305 | 0.39918 | 2.8791 | Auto CHP ISI Consumption 2002 | 100.8283
2 : Units with a non-CHP component (rdmt < 75%) | Maximum capacity |  |  | Production |  |  | Fuel | Number | 2 : Units with a non-CHP component (rdmt < 75%) | Capacity ratios |  |  | Production ratios |  |  |  |  | Auto CHP Chemical consumption 2002 | 730.4309
| Electrical |  | Heat | Electricity |  | Heat | Input | of |  | Average |  | Heat to | Efficiency | Efficiency | Load factor |  | Heat to | Auto CHP Paper conumption 2002 | 888.0648
Type of cycle | CHP | Gross | Net | ECHP | Gross | Net |  | units | Type of cycle | Electricity | Heat | Electricity | In/out (G) | In/out (N) | Electricity | Heat | Electricity | Auto CHP Refineries consumption 2002 | 469.7495
| MW | MW | MW | GWh | GWh | TJ | TJ(NVC) | n |  | MW | MW |  | % | % |  |  |  | Auto CHP Others consumption 2002 | 812.2814
Combined cycle | 9109.9928 | 19997.033 | 15221.9103 | 41558.3976 | 121586.5528 | 207625.0089 | 1044363.0835 | 227 | Combined cycle | 40.1321 | 67.0569 | 1.6709 | 61.7924 | 34.206 | 0.52076 | 0.43247 | 1.3878 |  |  | 10887.0402 | 80028.1552
Steam : backpressure turbine | 3047.8893 | 4773.664 | 17527.4694 | 11679.9476 | 20248.8548 | 162138.0414 | 419671.1782 | 345 | Steam : backpressure turbine | 8.8345 | 50.8043 | 5.7507 | 56.0043 | 48.6538 | 0.43746 | 0.2933 | 3.856 | Mining and agglomeration of solid fuels | 1.8573 | 1725.7747 | 8568.9072
Steam: condensing turbine | 18478.2257 | 31790.9605 | 43510.9283 | 44266.9298 | 122781.6376 | 443863.3001 | 1568266.5298 | 548 | Steam: condensing turbine | 33.7194 | 79.3995 | 2.3547 | 56.4877 | 38.4644 | 0.27347 | 0.32344 | 2.7853 | Extraction of crude oil and nat. gas | 0.08845 | 13312.7349 | 78514.7078
Gas turbine with heat recovery | 1786.0553 | 2899.276 | 3996.445 | 8363.1982 | 14014.6992 | 62240.0286 | 164407.529 | 270 | Gas turbine with heat recovery | 6.615 | 14.8016 | 2.2376 | 68.5449 | 56.1699 | 0.53453 | 0.49379 | 2.0673 | Coke ovens | 0.094476 | 1113.2207 | 5651.5009
Internal combustion engine | 2390.1915 | 3997.7901 | 3329.3905 | 9502.8267 | 14928.6285 | 46057.4695 | 152817.2587 | 1851 | Internal combustion engine | 1.2913 | 1.7987 | 1.3929 | 65.3071 | 52.5252 | 0.45385 | 0.43861 | 1.3463 | Refineries | 4.4868 | 1607.5986 | 5425.8018
Others | 58.6868 | 58.6868 | 1648.3662 | 188.4856 | 188.4856 | 6008.4171 | 33180.8221 | 3 | Others | [8 empty] | Extraction and processing of nuclear fuels | 0 | 0 | 0
Sub-Total | 34871.0414 | 63517.4105 | 85234.5096 | 115559.7855 | 293748.8585 | 927932.2656 | 3382706.4013 | 3244 | TOTAL | 10.7494 | 26.2745 | 2.4443 | 58.6935 | 39.7299 | 0.3783 | 0.34518 | 2.2305 | Iron and steel industry | 1.4252 | 28646.3691 | 178189.0729
TOTAL (1+2) | 91633.7821 | 120280.1512 | 236136.1287 | 299163.0062 | 477352.0791 | 2844168.4185 | 6487556.941 | 12099 | TOTAL (1+2) | 7.5737 | 19.517 | 2.577 | 70.329 | 60.4412 | 0.37269 | 0.38189 | 2.6409 | Non-ferrous metals | 0.19081 | 28646.3691 | 178189.0729
[18 empty] | Chemical industry | 13.3004
Sector | Maximum capacity |  |  | Production |  |  | Fuel | Number | By sector | Capacity ratios |  |  | Production ratios |  |  |  |  | Non-metallic mineral products | 0.48336
| Electrical |  | Heat | Electricity |  | Heat | Input | of |  | Average |  | Heat to | Efficiency | Efficiency | Load factor |  | Heat to | Extraction | 0.1668
| CHP | Gross | Net | ECHP | Gross | Net |  | units |  | Electricity | Heat | Electricity | In/out (G) | In/out (N) | Electricity | Heat | Electricity | Food products, beverages and tobacco | 3.9184
| MW | MW | MW | GWh | GWh | TJ | TJ(NVC) | n |  | MW | MW |  | % | % |  |  |  | Textile, clothing and leather | 0.60096
Public supply | 53043.4249 | 75331.8179 | 115108.0638 | 163096.7681 | 308803.4925 | 1191630.3507 | 3486202.5465 | 5730 | Public supply | 9.2571 | 20.0887 | 2.1701 | 66.0697 | 51.0234 | 0.351 | 0.32823 | 2.0295 | Paper and printing | 7.4688 | 22288.393 | 145706.7243
[18 empty] | Metal products, machinery, equipment | 0.65232 | 0 | 0
Autoproducers | 38590.7205 | 44949.6543 | 121027.5823 | 136067.0263 | 168550.3063 | 1652535.9398 | 3001354.8128 | 6369 | Autoproducers | 6.0591 | 19.0026 | 3.1362 | 75.2766 | 71.3803 | 0.4025 | 0.43292 | 3.3736 | Other industrial branches | 1.0403 | 6358.9339 | 32483.28
Mining and agglomeration of solid fuels | 1857.3314 | 1858.2 | 2085.3752 | 2582.8118 | 4320.473 | 29473.8961 | 70220.7244 | 30 | Mining and agglomeration of solid fuels | 61.911 | 69.5125 | 1.1228 | 64.1229 | 55.2145 | 0.15874 | 0.44812 | 3.1699 | Transport | 0.071029 | 0.86861 | 1737.6612
Extraction of crude oil and nat. gas | 88.45 | 140.45 | 178.3332 | 493.8168 | 836.132 | 3837.4898 | 9864.0123 | 13 | Extraction of crude oil and nat. gas | 6.8038 | 13.7179 | 2.0162 | 69.4197 | 56.9264 | 0.63733 | 0.68227 | 2.1586 | Services, etc | 1.5223 | 52 | 342.3152
Coke ovens | 94.4765 | 94.528 | 704.7941 | 618.1863 | 624.774 | 13007.1532 | 17577.0335 | 6 | Coke ovens | 15.7461 | 117.4657 | 7.46 | 86.797 | 86.6621 | 0.74695 | 0.58515 | 5.8447 | Other | 1.223 | 0.051545 | 6.5877
Refineries | 4486.8076 | 4864.1415 | 16562.7351 | 24043.0174 | 27997.0558 | 262004.1729 | 469749.4965 | 184 | Refineries | 24.3848 | 90.0149 | 3.6914 | 77.2313 | 74.201 | 0.61171 | 0.50156 | 3.027 |  |  | 377.3339 | 3954.0384
Extraction and processing of nuclear fuels | 0 | 0 | 0 | 0 | 0 | 0 | 0 | 0 | Extraction and processing of nuclear fuels | 0 | 0 | 0 | 0 | 0 | 0 | 0 | 0 |  |  | 0 | 0
Iron and steel industry | 1425.2055 | 1612.61 | 6432.4077 | 3455.6033 | 5383.759 | 32761.7042 | 100828.2705 | 89 | Iron and steel industry | 16.0135 | 72.2742 | 4.5133 | 51.7149 | 44.8306 | 0.27678 | 0.16149 | 2.6335 |  |  | 187.4045 | 1928.1557
Non-ferrous metals | 190.8097 | 241.396 | 913.6561 | 596.1979 | 745.5643 | 9164.0947 | 19501.3671 | 36 | Non-ferrous metals | 5.3003 | 25.3793 | 4.7883 | 60.7554 | 57.998 | 0.35669 | 0.31802 | 4.2697 |  |  | 50.5863 | 149.3664
Chemical industry | 13300.3502 | 15593.098 | 26074.1261 | 31996.6619 | 44121.6171 | 399024.1157 | 730430.9074 | 608 | Chemical industry | 21.8756 | 42.8851 | 1.9604 | 76.3744 | 70.3985 | 0.27462 | 0.48521 | 3.4641 |  |  | 2292.7478 | 12124.9552
Non-metallic mineral products | 483.3631 | 736.41 | 1045.4431 | 2599.4437 | 3417.9873 | 20452.9119 | 43428.8374 | 244 | Non-metallic mineral products | 1.981 | 4.2846 | 2.1629 | 75.4284 | 68.6431 | 0.61391 | 0.6203 | 2.1856 |  |  | 253.0469 | 818.5437
Extraction | 166.8044 | 192.3 | 311.9539 | 982.3404 | 1044.4215 | 7072.7624 | 13723.2136 | 56 | Extraction | 2.9787 | 5.5706 | 1.8702 | 78.9369 | 77.3083 | 0.67228 | 0.71886 | 2 |  |  | 25.4956 | 62.0811
Food products, beverages and tobacco | 3918.4251 | 4568.464 | 19099.1146 | 12456.3643 | 14510.0991 | 163958.159 | 271952.2111 | 864 | Food products, beverages and tobacco | 4.5352 | 22.1055 | 4.8742 | 79.4972 | 76.7786 | 0.36289 | 0.27218 | 3.6563 |  |  | 650.0389 | 2053.7348
Textile, clothing and leather | 600.9605 | 800.0358 | 2636.3595 | 2249.1392 | 2823.8756 | 22706.5711 | 44595.3157 | 212 | Textile, clothing and leather | 2.8347 | 12.4357 | 4.3869 | 73.713 | 69.0733 | 0.42723 | 0.27308 | 2.8044 |  |  | 199.0753 | 574.7364
Paper and printing | 7468.8099 | 8356.9187 | 32185.3238 | 37676.8628 | 40744.4297 | 532951.24 | 888064.7683 | 665 | Paper and printing | 11.2313 | 48.399 | 4.3093 | 76.5295 | 75.2859 | 0.57586 | 0.52502 | 3.9293 |  |  | 888.1088 | 3067.5669
Metal products, machinery, equipment | 652.3196 | 801.148 | 2005.3899 | 2094.3659 | 2590.5927 | 17236.4795 | 35859.1335 | 255 | Metal products, machinery, equipment | 2.5581 | 7.8643 | 3.0742 | 74.0749 | 69.0931 | 0.36651 | 0.27252 | 2.2861 |  |  | 148.8284 | 496.2268
Other industrial branches | 1040.2984 | 1441.2417 | 2962.4467 | 3841.3772 | 5549.3984 | 38922.9125 | 80201.4105 | 323 | Other industrial branches | 3.2207 | 9.1717 | 2.8477 | 73.441 | 65.7742 | 0.42153 | 0.41658 | 2.8146 |  |  | 400.9433 | 1708.0212
Transport | 71.0286 | 93.544 | 78.1536 | 251.5964 | 373.1027 | 1019.4633 | 3686.5092 | 23 | Transport | 3.0882 | 3.398 | 1.1003 | 64.0886 | 52.2231 | 0.40436 | 32.3233 | 1.1255 |  |  | 22.5154 | 121.5063
Services, etc | 1522.3191 | 1895.0426 | 3310.2833 | 6008.5138 | 7576.1871 | 46698.7816 | 103547.4952 | 1532 | Services, etc | 0.99368 | 2.1608 | 2.1745 | 71.4388 | 65.9885 | 0.45056 | 0.44728 | 2.1589 |  |  | 372.7234 | 1567.6733
Other | 1222.9608 | 1660.126 | 4441.6867 | 4120.7274 | 5890.837 | 52244.0321 | 98124.1067 | 1229 | Other | [10 empty] | 437.1652 | 1770.1096
TOTAL | 91634.1453 | 120281.4722 | 236135.6461 | 299163.7944 | 477353.7988 | 2844166.2906 | 6487557.3594 | 12099 | TOTAL | 7.5737 | 19.517 | 2.5769 | 70.3291 | 60.4412 | 0.37269 | 0.38189 | 2.6408 |  |  | 28647.3269 | 178190.0044
Type of fuel | Maximum capacity |  |  | Maximum production |  |  | Fuel | Number
| Electricity |  | Heat | Electricity |  | Heat | Input | of
| CHP | Gross | Net | ECHP | Gross | Net |  | units | This is table 7b from the annual electricity and heat questionnaire
| MW | MW | MW | GWh | GWh | MW | TJ(NVC) | n | This data is for the sum of main activity and autoproducer
Single-fuel fired units | [8 empty] | The data do not add up as not all countries gave type of fuel data
Solid | 15942.4771 | 37101.393 | 30531.4901 | 7065.577 | 10236.4767 | 80500.7621 | 164916.7394 | 599 | 2.565% | 4.146% |  | 11.16%
Liquid | 3527.864 | 9142.9591 | 11407.4357 | 10979.7214 | 29691.8531 | 107448.9792 | 331279.0348 | 705 | 5.153% | 8.328% |  | 16.44%
Gas | 22908.0608 | 35573.9501 | 50707.8041 | 87114.2023 | 147243.4726 | 564555.6122 | 1533499.6362 | 8910 | 23.85% | 38.55% |  | 57.24%
Others | 1052.372 | 3973.7921 | 4767.4928 | 4981.2949 | 5162.9286 | 79106.1536 | 123098.6683 | 278 | 1.915% | 3.094% |  | 0.6603%
Multi-fuel fired units | [8 empty] | 0% | 0% |  | 13.33%
Solid & liquid | 8359.1198 | 11999.959 | 17080.6152 | 7510.6601 | 19228.9968 | 54718.9624 | 191773.4861 | 112 | 2.983% | 4.821% |  | 9.598%
Liquid & gas | 11735.4755 | 18681.224 | 38649.4088 | 40775.053 | 61012.6357 | 362304.8493 | 768120.6526 | 642 | 11.95% | 19.31%
Solid & liquid & gas | 3977.411 | 5061.511 | 14388.7757 | 3354.0998 | 4218.7098 | 30238.7689 | 66815.338 | 159 | 1.039% | 1.68%
Others | 13049.6096 | 15518.0679 | 44127.9886 | 29657.7178 | 44275.3961 | 426666.7939 | 798525.9968 | 694 | 12.42% | 20.07%
TOTAL | 91633.6527 | 118915.8562 | 236135.9111 | 299162.4515 | 471100.6366 | 2844165.5847 | 6429281.1909 | 12099 | 100% | 3978029.5522
Note on E1063: gemasanb: See NL
Note on I1074: gemasanb: look at D

## CHP2002bySector
Source:
TOTAL EU25, 2002 data
This data has also a split between "main producers" and "autoproducers" CHP. Autoproducers are split among the different sectors.
| Maximum CHP Capacity |  | CHP Production |  | Fuel
Sector | Electrical MW | Heat MW | Electricity GWh | Heat TJ | Input TJ(NVC) | ELC(PJ) | Heat (PJ) | CHPR | EFF | EFF(ELC) | AF
Public supply | 53043 | 115108 | 163097 | 1191630 | 3486203 | 587.1492 | 1191.63 | 2.0295 | 51.02% | 16.84% | 35.1%
Autoproducers | 38591 | 121028 | 136067 | 1652536 | 3001355 | 489.8412 | 1652.536 | 3.3736 | 71.38% | 16.32% | 40.25%
of which | [5 empty] | 0 | 0
Mining and agglomeration of solid fuels | 1857 | 2085 | 2583 | 29474 | 70221 | 9.2988 | 29.474 | 3.1697 | 55.22% | 13.24% | 15.88% |  | 4.812%
Extraction of crude oil and natural gas | 88 | 178 | 494 | 3837 | 9864 | 1.7784 | 3.837 | 2.1576 | 56.93% | 18.03% | 64.08% |  | 0.228%
Coke ovens94 | 705 | 618 | 13007 | 17577 |  | 46.8252 | 17.577 | 0.37537 |  |  | 210.6% |  | 1.827%
Refineries | 4487 | 16563 | 24043 | 262004 | 469749 | 86.5548 | 262.004 | 3.027 | 74.2% | 18.43% | 61.17% |  | 11.63%
Iron and steel industry | 1425 | 6432 | 3456 | 32762 | 100828 | 12.4416 | 32.762 | 2.6333 | 44.83% | 12.34% | 27.69% |  | 3.693%
Non-ferrous metals | 191 | 914 | 596 | 9164 | 19501 | 2.1456 | 9.164 | 4.2711 | 57.99% | 11% | 35.62% |  | 0.4949%
Chemical industry | 13300 | 26074 | 31997 | 399024 | 730431 | 115.1892 | 399.024 | 3.4641 | 70.4% | 15.77% | 27.46% |  | 34.46%
Non-metallic mineral products | 483 | 1045 | 2599 | 20453 | 43429 | 9.3564 | 20.453 | 2.186 | 68.64% | 21.54% | 61.43% |  | 1.252%
Extraction | 167 | 312 | 982 | 7073 | 13723 | 3.5352 | 7.073 | 2.0007 | 77.3% | 25.76% | 67.13% |  | 0.4327%
Food products, beverages and tobacco | 3918 | 19099 | 12456 | 163958 | 271952 | 44.8416 | 163.958 | 3.6564 | 76.78% | 16.49% | 36.29% |  | 10.15%
Textile, clothing and leather | 601 | 2636 | 2249 | 22707 | 44595 | 8.0964 | 22.707 | 2.8046 | 69.07% | 18.16% | 42.72% |  | 1.557%
Paper and printing | 7469 | 32185 | 37677 | 532951 | 888065 | 135.6372 | 532.951 | 3.9292 | 75.29% | 15.27% | 57.59% |  | 19.35%
Metal products, machinery, equipment | 652 | 2005 | 2094 | 17236 | 35859 | 7.5384 | 17.236 | 2.2864 | 69.09% | 21.02% | 36.66% |  | 1.69%
Other industrial branches | 1040 | 2962 | 3841 | 38923 | 80201 | 13.8276 | 38.923 | 2.8149 | 65.77% | 17.24% | 42.16% |  | 2.695%
Transport | 71 | 78 | 252 | 1019 | 3687 | 0.9072 | 1.019 | 1.1232 | 52.24% | 24.61% | 40.52% |  | 0.184%
Services, etc | 1522 | 3310 | 6009 | 46699 | 103547 | 21.6324 | 46.699 | 2.1588 | 65.99% | 20.89% | 45.07% |  | 3.944%
Other1223 | 4442 | 4121 | 52244 | 98125 |  | 188.0784 | 98.125 | 0.52172 |  |  | 134.3% |  | 11.51%
TOTAL | 91634 | 236136 | 299164 | 2844166 | 6487558 | 1076.9904 | 2844.166 | 2.6408 | 60.44% | 16.6% | 37.27%
| 42418 | 120617 | 196579 | 1702986 | 2885652
INDUSTRY
| Maximum CHP Capacity |  | CHP Production |  | Fuel |  |  | Maximum CHP Capacity |  | CHP Production |  | Fuel
Sector | Electrical MW | Heat MW | Electricity GWh | Heat Tj | Input TJ(NVC) |  |  | Electrical | Heat | Electricity | Heat | Input
Autoproducers | 35590 | 112312 | 124573 | 1535729 | 2768554
of which
Mining and agglomeration of solid fuels | 1857 | 2085 | 2583 | 29474 | 70221 |  |  | 5.218% | 1.856% | 2.073% | 1.919% | 2.536% |  | 0.15878
Refineries | 4487 | 16563 | 24043 | 262004 | 469749 |  |  | 12.61% | 14.75% | 19.3% | 17.06% | 16.97% |  | 0.61169 | 25256
Iron and steel industry | 1425 | 6432 | 3456 | 32762 | 100828 |  |  | 4.004% | 5.727% | 2.774% | 2.133% | 3.642% |  | 0.27686
Non-ferrous metals | 191 | 914 | 596 | 9164 | 19501 |  |  | 0.5367% | 0.8138% | 0.4784% | 0.5967% | 0.7044% |  | 0.35621
Chemical industry | 13300 | 26074 | 31997 | 399024 | 730431 |  |  | 37.37% | 23.22% | 25.69% | 25.98% | 26.38% |  | 0.27463
Non-metallic mineral products | 483 | 1045 | 2599 | 20453 | 43429 |  |  | 1.357% | 0.9304% | 2.086% | 1.332% | 1.569% |  | 0.61426
Extraction | 167 | 312 | 982 | 7073 | 13723 |  |  | 0.4692% | 0.2778% | 0.7883% | 0.4606% | 0.4957% |  | 0.67126
Food products, beverages and tobacco | 3918 | 19099 | 12456 | 163958 | 271952 |  |  | 11.01% | 17.01% | 9.999% | 10.68% | 9.823% |  | 0.36292
Textile, clothing and leather | 601 | 2636 | 2249 | 22707 | 44595 |  |  | 1.689% | 2.347% | 1.805% | 1.479% | 1.611% |  | 0.42718
Paper and printing | 7469 | 32185 | 37677 | 532951 | 888065 |  |  | 20.99% | 28.66% | 30.24% | 34.7% | 32.08% |  | 0.57585
Metal products, machinery, equipment | 652 | 2005 | 2094 | 17236 | 35859 |  |  | 1.832% | 1.785% | 1.681% | 1.122% | 1.295% |  | 0.36663
Other industrial branches | 1040 | 2962 | 3841 | 38923 | 80201 |  |  | 2.922% | 2.637% | 3.083% | 2.534% | 2.897% |  | 0.42161
[8 empty] | 100% | 100% | 100% | 100% | 100%
75.5%

## BY_Templates_DataAUTO
| Gross Input and Output | [20 empty] | Share by Type of Fuel Input
| Base-year autoproduction data aggregated by sector fuel (PJ) | [21 empty] | Less than 5%
|  | Comments | Electricity | Heat | Hard Coal | Lignite | Brown Coal | Refinery Gas | Light Fuel Oil | Heavy Fuel Oil | Natural Gas | Coke-Oven Gas | Blast Furnace Gas | Biomass | MSW | Industrial Wastes | Solar | Geothermal | Hydro | Wind | Total
|  |  | INDELC | INDHTH | INDCOA | INDCOL | INDCOB | INDRFG | INDLFO | INDHFO | INDGAS | INDCOG | INDBFG | INDBIO | INDMUN | INDSLU | INDSOL | INDGEO | INDHYD | INDWIN |  | INDCOA | INDCOL | INDCOB | INDRFG | INDLFO | INDHFO | INDGAS | INDCOG | INDBFG | INDBIO | INDMUN | INDSLU | INDSOL | INDGEO | INDHYD | INDWIN
AT | 101022 Input to autoproducers thermal power stations |  |  |  | 1.1723 | 0.16747 | 0 | 0 | 0 | 0.46055 | 20.3897 | 2.0934 | 12.0999 | 16.4123 | 0.46055 | 1.1723 | 0 | 0 | 7.524 | 0 | 61.9524 | 1.892% | 0.2703% | 0% | 0% | 0% | 0.7434% | 32.91% | 3.379% | 19.53% | 26.49% | 0.7434% | 1.892% | 0% | 0% | 12.14% | 0% | 100%
BE | 101022 Input to autoproducers thermal power stations |  |  |  | 0 | 0 | 0 | 0 | 0 | 0 | 5.6103 | 0.62802 | 2.3027 | 2.1353 | 0 | 0 | 0 | 0 | 0 | 0 | 10.6763 | 0% | 0% | 0% | 0% | 0% | 0% | 52.55% | 5.882% | 21.57% | 20% | 0% | 0% | 0% | 0% | 0% | 0% | 100%
BG | 101022 Input to autoproducers thermal power stations |  |  |  | 5.1498 | 0 | 0 | 0.46055 | 3.8937 | 0 | 5.401 | 0.37681 | 1.0048 | 0 | 0 | 0.083736 | 0 | 0 | 0 | 0 | 16.3704 | 31.46% | 0% | 0% | 2.813% | 23.79% | 0% | 32.99% | 2.302% | 6.138% | 0% | 0% | 0.5115% | 0% | 0% | 0% | 0% | 100%
CY | 101022 Input to autoproducers thermal power stations |  |  |  | 0 | 0 | 0 | 0 | 0 | 0 | 0 | 0 | 0 | 0 | 0 | 0 | 0 | 0 | 0 | 0 | 0 | [16 empty] | 0%
CZ | 101022 Input to autoproducers thermal power stations |  |  |  | 0 | 47.0178 | 0 | 0 | 1.0467 | 1.256 | 20.8503 | 1.3398 | 3.0982 | 4.6473 | 0.79549 | 0.041868 | 0 | 0 | 0 | 0 | 80.0935 | 0% | 58.7% | 0% | 0% | 1.307% | 1.568% | 26.03% | 1.673% | 3.868% | 5.802% | 0.9932% | 0.05227% | 0% | 0% | 0% | 0% | 100%
DE | 101022 Input to autoproducers thermal power stations |  |  |  | 104.3351 | 17.7939 | 3.3494 | 5.8615 | 3.8519 | 36.9694 | 258.493 | 9.7971 | 42.6635 | 38.8116 | 0 | 0.20934 | 0 | 0 | 0 | 0 | 522.1358 | 19.98% | 3.408% | 0.6415% | 1.123% | 0.7377% | 7.08% | 49.51% | 1.876% | 8.171% | 7.433% | 0% | 0.04009% | 0% | 0% | 0% | 0% | 100%
DK | 101022 Input to autoproducers thermal power stations |  |  |  | 0.1256 | 0 | 0 | 1.4654 | 0.041868 | 0.62802 | 11.5974 | 0 | 0 | 1.6747 | 19.9292 | 0 | 0 | 0 | 0 | 0 | 35.4622 | 0.3542% | 0% | 0% | 4.132% | 0.1181% | 1.771% | 32.7% | 0% | 0% | 4.723% | 56.2% | 0% | 0% | 0% | 0% | 0% | 100%
EE | 101022 Input to autoproducers thermal power stations |  |  |  | 0 | 0.20934 | 0 | 0 | 0 | 0 | 0.66989 | 0 | 0 | 0.20934 | 0 | 0 | 0 | 0 | 0 | 0 | 1.0886 | 0% | 19.23% | 0% | 0% | 0% | 0% | 61.54% | 0% | 0% | 19.23% | 0% | 0% | 0% | 0% | 0% | 0% | 100%
ES | 101022 Input to autoproducers thermal power stations |  |  |  | 2.3027 | 0 | 0 | 0 | 0 | 42.0773 | 112.918 | 3.0564 | 0 | 28.8052 | 0 | 0 | 0 | 0 | 14.7049 | 0.15399 | 204.0185 | 1.129% | 0% | 0% | 0% | 0% | 20.62% | 55.35% | 1.498% | 0% | 14.12% | 0% | 0% | 0% | 0% | 7.208% | 0.07548% | 100%
FI | 101022 Input to autoproducers thermal power stations |  |  |  | 0.46055 | 2.5958 | 0 | 0 | 0.083736 | 1.1723 | 13.0209 | 0.25121 | 7.7456 | 35.2947 | 0.46055 | 1.2142 | 0 | 0 | 0 | 0 | 62.2996 | 0.7392% | 4.167% | 0% | 0% | 0.1344% | 1.882% | 20.9% | 0.4032% | 12.43% | 56.65% | 0.7392% | 1.949% | 0% | 0% | 0% | 0% | 100%
FR | 101022 Input to autoproducers thermal power stations |  |  |  | 0 | 0 | 0 | 1.5072 | 7.3269 | 10.4251 | 121.3753 | 0 | 0 | 15.4912 | 47.9807 | 0 | 0 | 0 | 0 | 0 | 204.1065 | 0% | 0% | 0% | 0.7385% | 3.59% | 5.108% | 59.47% | 0% | 0% | 7.59% | 23.51% | 0% | 0% | 0% | 0% | 0% | 100%
GR | 101022 Input to autoproducers thermal power stations |  |  |  | 0 | 0 | 0 | 0 | 0 | 0.25121 | 0.96296 | 0 | 0 | 0 | 0 | 1.0467 | 0 | 0 | 0 | 0 | 2.2609 | 0% | 0% | 0% | 0% | 0% | 11.11% | 42.59% | 0% | 0% | 0% | 0% | 46.3% | 0% | 0% | 0% | 0% | 100%
HU | 101022 Input to autoproducers thermal power stations |  |  |  | 0 | 0 | 0 | 0 | 0 | 0.20934 | 2.7633 | 0 | 0 | 0.16747 | 0 | 0 | 0 | 0 | 0 | 0 | 3.1401 | 0% | 0% | 0% | 0% | 0% | 6.667% | 88% | 0% | 0% | 5.333% | 0% | 0% | 0% | 0% | 0% | 0% | 100%
IE | 101022 Input to autoproducers thermal power stations |  |  |  | 0.25121 | 0.29308 | 0 | 0.33494 | 0 | 0 | 3.5588 | 0 | 0 | 0.16747 | 0 | 0 | 0 | 0 | 0 | 0 | 4.6055 | 5.455% | 6.364% | 0% | 7.273% | 0% | 0% | 77.27% | 0% | 0% | 3.636% | 0% | 0% | 0% | 0% | 0% | 0% | 100%
IT | 101022 Input to autoproducers thermal power stations |  |  |  | 4.1449 | 0 | 0 | 14.1933 | 8.7504 | 73.9808 | 144.6958 | 0.83736 | 3.7263 | 1.5072 | 2.0515 | 0.96296 | 0 | 0 | 0 | 0 | 254.8505 | 1.626% | 0% | 0% | 5.569% | 3.434% | 29.03% | 56.78% | 0.3286% | 1.462% | 0.5914% | 0.805% | 0.3779% | 0% | 0% | 0% | 0% | 100%
LT | 101022 Input to autoproducers thermal power stations |  |  |  | 0 | 0 | 0 | 0 | 0 | 0 | 1.1723 | 0 | 0 | 0.20934 | 0 | 0 | 0 | 0 | 0 | 0 | 1.3816 | 0% | 0% | 0% | 0% | 0% | 0% | 84.85% | 0% | 0% | 15.15% | 0% | 0% | 0% | 0% | 0% | 0% | 100%
LU | 101022 Input to autoproducers thermal power stations |  |  |  | 0 | 0 | 0 | 0 | 0 | 0 | 4.3124 | 0 | 0 | 0.29308 | 0 | 0 | 0 | 0 | 0 | 0 | 4.6055 | 0% | 0% | 0% | 0% | 0% | 0% | 93.64% | 0% | 0% | 6.364% | 0% | 0% | 0% | 0% | 0% | 0% | 100%
LV | 101022 Input to autoproducers thermal power stations |  |  |  | 0 | 0 | 0 | 0 | 0 | 0 | 0.75362 | 0 | 0 | 0.16747 | 0 | 0 | 0 | 0 | 0 | 0 | 0.9211 | 0% | 0% | 0% | 0% | 0% | 0% | 81.82% | 0% | 0% | 18.18% | 0% | 0% | 0% | 0% | 0% | 0% | 100%
MT | 101022 Input to autoproducers thermal power stations |  |  |  | 0 | 0 | 0 | 0 | 0 | 0 | 0 | 0 | 0 | 0 | 0 | 0 | 0 | 0 | 0 | 0 | 0 | [16 empty] | 0%
NL | 101022 Input to autoproducers thermal power stations |  |  |  | 0 | 0 | 0 | 14.1095 | 0.16747 | 9.4622 | 57.9034 | 0.1256 | 0.33494 | 1.8003 | 49.5298 | 0 | 0 | 0 | 0 | 0 | 133.4333 | 0% | 0% | 0% | 10.57% | 0.1255% | 7.091% | 43.4% | 0.09413% | 0.251% | 1.349% | 37.12% | 0% | 0% | 0% | 0% | 0% | 100%
PL | 101022 Input to autoproducers thermal power stations |  |  |  | 57.6522 | 0 | 0 | 0.33494 | 0 | 1.0886 | 4.8567 | 5.5684 | 4.1449 | 7.9968 | 0 | 5.1916 | 0 | 0 | 0 | 0 | 86.8342 | 66.39% | 0% | 0% | 0.3857% | 0% | 1.254% | 5.593% | 6.413% | 4.773% | 9.209% | 0% | 5.979% | 0% | 0% | 0% | 0% | 100%
PT | 101022 Input to autoproducers thermal power stations |  |  |  | 0 | 0 | 0 | 0 | 0.083736 | 10.5926 | 17.7939 | 0 | 0 | 8.2899 | 8.6667 | 0.20934 | 0 | 0 | 0 | 0 | 45.6361 | 0% | 0% | 0% | 0% | 0.1835% | 23.21% | 38.99% | 0% | 0% | 18.17% | 18.99% | 0.4587% | 0% | 0% | 0% | 0% | 100%
RO | 101022 Input to autoproducers thermal power stations |  |  |  | 0 | 18.087 | 0 | 0.33494 | 0.041868 | 2.1353 | 4.0612 | 0 | 1.0886 | 0.083736 | 0 | 0.041868 | 0 | 0 | 0 | 0 | 25.8744 | 0% | 69.9% | 0% | 1.294% | 0.1618% | 8.252% | 15.7% | 0% | 4.207% | 0.3236% | 0% | 0.1618% | 0% | 0% | 0% | 0% | 100%
SE | 101022 Input to autoproducers thermal power stations |  |  |  | 0.083736 | 0.041868 | 0 | 0 | 0 | 3.182 | 0.41868 | 0.16747 | 2.8889 | 51.707 | 0 | 0 | 0 | 0 | 0 | 0 | 58.4896 | 0.1432% | 0.07158% | 0% | 0% | 0% | 5.44% | 0.7158% | 0.2863% | 4.939% | 88.4% | 0% | 0% | 0% | 0% | 0% | 0% | 100%
SI | 101022 Input to autoproducers thermal power stations |  |  |  | 0.29308 | 0 | 0 | 0 | 0 | 0.16747 | 0.83736 | 0 | 0 | 1.0467 | 0 | 0.041868 | 0 | 0 | 0 | 0 | 2.3865 | 12.28% | 0% | 0% | 0% | 0% | 7.018% | 35.09% | 0% | 0% | 43.86% | 0% | 1.754% | 0% | 0% | 0% | 0% | 100%
SK | 101022 Input to autoproducers thermal power stations |  |  |  | 5.3172 | 0.25121 | 0 | 0.083736 | 0 | 3.7263 | 2.0097 | 0.9211 | 1.7166 | 0.29308 | 1.256 | 0 | 0 | 0 | 0 | 0 | 15.5749 | 34.14% | 1.613% | 0% | 0.5376% | 0% | 23.92% | 12.9% | 5.914% | 11.02% | 1.882% | 8.065% | 0% | 0% | 0% | 0% | 0% | 100%
UK | 101022 Input to autoproducers thermal power stations |  |  |  | 36.6764 | 0 | 0 | 0 | 1.1304 | 4.1868 | 176.2224 | 7.1594 | 33.5363 | 72.0548 | 20.1804 | 14.7794 | 0 | 0 | 0 | 0 | 365.9263 | 10.02% | 0% | 0% | 0% | 0.3089% | 1.144% | 48.16% | 1.957% | 9.165% | 19.69% | 5.515% | 4.039% | 0% | 0% | 0% | 0% | 100%
CH | 101022 Input to autoproducers thermal power stations |  |  |  | 0 | 0 | 0 | 0 | 0.75362 | 0.29308 | 3.6425 | 0 | 0 | 1.3816 | 19.6361 | 1.5491 | 0.039607 | 0 | 10.6435 | 0.010802 | 37.95 | 0% | 0% | 0% | 0% | 1.986% | 0.7723% | 9.598% | 0% | 0% | 3.641% | 51.74% | 4.082% | 0.1044% | 0% | 28.05% | 0.02846% | 100%
IS | 101022 Input to autoproducers thermal power stations |  |  |  | 0 | 0 | 0 | 0 | 0 | 0 | 0 | 0 | 0 | 0 | 0 | 0 | 0 | 0 | 0 | 0 | 0 | [16 empty] | 0%
NO | 101022 Input to autoproducers thermal power stations |  |  |  | 0 | 0 | 0 | 0 | 0.1256 | 0 | 1.9259 | 0 | 0 | 1.2142 | 0 | 0.041868 | 0 | 0 | 0 | 0 | 3.3076 | 0% | 0% | 0% | 0% | 3.797% | 0% | 58.23% | 0% | 0% | 36.71% | 0% | 1.266% | 0% | 0% | 0% | 0% | 100%
AL | 101022 Input to autoproducers thermal power stations | ALL ZERO |  |  | 0 | 0 | 0 | 0 | 0 | 0 | 0 | 0 | 0 | 0 | 0 | 0 | 0 | 0 | 0 | 0 | 0 | #DIV/0! | #DIV/0! | #DIV/0! | #DIV/0! | #DIV/0! | #DIV/0! | #DIV/0! | #DIV/0! | #DIV/0! | #DIV/0! | #DIV/0! | #DIV/0! | #DIV/0! | #DIV/0! | #DIV/0! | #DIV/0! | #DIV/0!
BA | 101022 Input to autoproducers thermal power stations | ALL ZERO |  |  | 0 | 0.27796 | 0 | 0 | 0 | 0 | 0 | 0 | 0 | 0 | 0 | 0 | 0 | 0 | 0 | 0 | 0 | [16 empty] | 0%
HR | 101022 Input to autoproducers thermal power stations | ELC ONLY |  |  | 0.205 | 0 | 0 | 0 | 0 | 0.68 | 2.903 | 0 | 0 | 0.036 | 0 | 0 | 0 | 0 | 0 | 0 | 3.824 | [16 empty] | 0%
ME | 101022 Input to autoproducers thermal power stations | ALL ZERO |  |  | 0 | 0.27796 | 0 | 0 | 0 | 0 | 0 | 0 | 0 | 0 | 0 | 0 | 0 | 0 | 0 | 0 | 0 | [16 empty] | 0%
MK | 101022 Input to autoproducers thermal power stations | ELC ONLY |  |  | 0.587 | 0 | 0 | 0.121 | 0 | 0.32 | 0.095 | 0 | 0 | 0 | 0 | 0 | 0 | 0 | 0 | 0 | 1.123 | 52.27% | 0% | 0% | 10.77% | 0% | 28.5% | 8.459% | 0% | 0% | 0% | 0% | 0% | 0% | 0% | 0% | 0% | 100%
RS | 101022 Input to autoproducers thermal power stations |  |  |  | 0 | 0 | 0 | 0 | 0 | 0 | 0.66466 | 0 | 0 | 0 | 0 | 0 | 0 | 0 | 0 | 0 | 0.66466 | 0% | 0% | 0% | 0% | 0% | 0% | 100% | 0% | 0% | 0% | 0% | 0% | 0% | 0% | 0% | 0% | 100%
KS | 101022 Input to autoproducers thermal power stations | ALL ZERO |  |  | 0 | 0.27796 | 0 | 0 | 0 | 0 | 0 | 0 | 0 | 0 | 0 | 0 | 0 | 0 | 0 | 0 | 0
|  | Comments | Electricity | Heat |  | CHP elc prod |  | ELC only
|  |  | INDELC | INDHTH
|  |  | PJ | PJ
AT | 101122 Output from autoproducers thermal power stations |  | 25.2883 | 4.3543 |  | #REF! |  | #REF! | [12 empty] | #REF!
BE | 101122 Output from autoproducers thermal power stations |  | 6.029 | 0 |  | #REF! |  | #REF! | [12 empty] | #REF!
BG | 101122 Output from autoproducers thermal power stations |  | 5.9453 | 0.58615 |  | #REF! |  | #REF!
CY | 101122 Output from autoproducers thermal power stations |  | 0.083736 | 0 |  | #REF! |  | #REF!
CZ | 101122 Output from autoproducers thermal power stations |  | 34.4574 | 15.9517 |  | #REF! |  | #REF!
DE | 101122 Output from autoproducers thermal power stations |  | 179.1532 | 0 |  | #REF! |  | #REF!
DK | 101122 Output from autoproducers thermal power stations |  | 10.3414 | 14.905 |  | #REF! |  | #REF!
EE | 101122 Output from autoproducers thermal power stations |  | 0.54428 | 0.25121 |  | #REF! |  | #REF!
ES | 101122 Output from autoproducers thermal power stations |  | 131 | 0 |  | #REF! |  | #REF!
FI | 101122 Output from autoproducers thermal power stations |  | 34.4992 | 11.723 |  | #REF! |  | #REF!
FR | 101122 Output from autoproducers thermal power stations |  | 73.0597 | 0 |  | #REF! |  | #REF!
GR | 101122 Output from autoproducers thermal power stations |  | 3.8937 | 0 |  | #REF! |  | #REF!
HU | 101122 Output from autoproducers thermal power stations |  | 1.4654 | 0.29308 |  | #REF! |  | #REF!
IE | 101122 Output from autoproducers thermal power stations |  | 2.2609 | 0 |  | #REF! |  | #REF!
IT | 101122 Output from autoproducers thermal power stations |  | 68.3704 | 0 |  | #REF! |  | #REF!
LT | 101122 Output from autoproducers thermal power stations |  | 1.3398 | 4.9823 |  | #REF! |  | #REF!
LU | 101122 Output from autoproducers thermal power stations |  | 1.591 | 2.5539 |  | #REF! |  | #REF!
LV | 101122 Output from autoproducers thermal power stations |  | 0.29308 | 0.41868 |  | #REF! |  | #REF!
MT | 101122 Output from autoproducers thermal power stations |  | 0 | 0 |  | #REF! |  | #REF!
NL | 101122 Output from autoproducers thermal power stations |  | 54.1772 | 23.0693 |  | #REF! |  | #REF!
PL | 101122 Output from autoproducers thermal power stations |  | 29.2657 | 35.7553 |  | #REF! |  | #REF!
PT | 101122 Output from autoproducers thermal power stations |  | 19.8873 | 9.8808 |  | #REF! |  | #REF!
RO | 101122 Output from autoproducers thermal power stations |  | 8.3317 | 3.5169 |  | #REF! |  | #REF!
SE | 101122 Output from autoproducers thermal power stations |  | 17.8358 | 26.5862 |  | #REF! |  | #REF!
SI | 101122 Output from autoproducers thermal power stations |  | 1.2979 | 0.16747 |  | #REF! |  | #REF!
SK | 101122 Output from autoproducers thermal power stations |  | 8.4573 | 2.1353 |  | #REF! |  | #REF!
UK | 101122 Output from autoproducers thermal power stations |  | 148.9663 | 0 |  | #REF! |  | #REF!
CH | 101122 Output from autoproducers thermal power stations |  | 10.9275 | 9.7552
IS | 101122 Output from autoproducers thermal power stations |  | 0 | 0 |  | 0 |  | 0
NO | 101122 Output from autoproducers thermal power stations |  | 2.7214 | 0 |  | 0 |  | 2.7214
AL | 101122 Output from autoproducers thermal power stations |  | 0 | 0 |  | 0.80566 | [14 empty] | 0.80566
BA | 101122 Output from autoproducers thermal power stations |  | 0 | 0
HR | 101122 Output from autoproducers thermal power stations |  | 1.822 | 0
ME | 101122 Output from autoproducers thermal power stations |  | 0 | 0
MK | 101122 Output from autoproducers thermal power stations |  | 0.022 | 0.553
RS | 101122 Output from autoproducers thermal power stations |  | 0 | 0.54515 | 20.3
KS | 101122 Output from autoproducers thermal power stations |  | 0 | 0
|  |  | 867.8349 |  |  | #REF! |  | #REF!
Note on E52: UBIETO UDINA Ernesto (JRC-PETTEN): WRONG number !
Note on F82: Author: From heating plants

## Eurostat Resume
Originall from Eurostat
|  |  |  | EU30 | AT | BE | BG | CY | CZ | DE | DK | EE | ES | FI | FR | GR | HU | IE | IT | LT | LU | LV | MT | NL | PL | PT | RO | SE | SI | SK | UK | CH | IS | NO | CH
FUEL INPUT (PJ) whitout heat in use
Thermal Power Stations |  |  |  |  | 51.778 | 14.759 | 16.261 | 0 | 79.051 | 524.732 | 35.55 | 1.096 | 189.92 | 65.938 | 278.222 | 2.398 | 3.142 | 4.546 | 290.919 | 1.373 | 5.302 | 0.949 | 0 | 127.896 | 94.149 | 45.558 | 25.833 | 58.566 | 2.424 | 15.774 | 366.267 | 43.913 | 0 | 3.691
| Autoproducers |  |  | 2350.007 | 51.778 | 14.759 | 16.261 | 0 | 79.051 | 524.732 | 35.55 | 1.096 | 189.92 | 65.938 | 278.222 | 2.398 | 3.142 | 4.546 | 290.919 | 1.373 | 5.302 | 0.949 | 0 | 127.896 | 94.149 | 45.558 | 25.833 | 58.566 | 2.424 | 15.774 | 366.267 | 43.913 | 0 | 3.691
|  | CHP |  | 1714.794 | 23.476 | 14.731 | 14.723 |  | 70.131 | 317.682 | 35.53 | 0.893 | 171.829 | 54.48 | 181.791 | 2.185 | 3.126 | 4.546 | 260.902 | 1.373 | 5.302 | 0.93 | 0 | 94.858 | 94.149 | 35.925 | 24.889 | 55.465 | 2.323 | 15.768 | 187.362 | 40.425 | 0 | 0 | 40.425
|  | Solid Fuels | 10.9% | 186.898 | 1.27 | 1.817 | 5.05 |  | 39.018 | 17.405 | 0.133 | 0.211 | 1.937 | 3.149 | 18.356 | 0 | 0 | 0.776 | 2.765 | 0 | 0 | 0 | 0 | 0 | 65.294 | 0 | 18.067 | 0.161 | 0.326 | 5.732 | 5.431 | 0 | 0 | 0 | 0 | 0%
|  | of which coal |  |  | 1.065 | 1.817 | 4.711 | 0 | 0 | 15.505 | 0.133 | 0 | 1.937 | 0.459 | 18.356 | 0 | 0 | 0.278 | 2.765 | 0 | 0 | 0 | 0 | 0 | 65.294 | 0 | 0 | 0.107 | 0.326 | 5.449 | 5.431 | 0 | 0 | 0 | 0 | 0%
|  | Oil | 16.37% | 280.66 | 0.36 | 3.592 | 3.592 |  | 1.013 | 26.555 | 26.555 | 0 | 35.68 | 2.363 | 13.813 | 0.24 | 0.2 | 0 | 113.075 | 0 | 0 | 0 | 0 | 18.291 | 1.08 | 10.523 | 1.817 | 3.16 | 0.16 | 3.819 | 9.321 | 5.451 | 0 | 0 | 0.837 | 13.48%
|  | of which Refinery Gas |  | 48.1644 | 0 | 0 | 0.317 | 0 | 0 | 1.436 | 1.56 | 0 | 0 | 0 | 0.446 | 0 | 0 | 0 | 28.908 | 0 | 0 | 0 | 0 | 12.881 | 0 | 0 | 0.337 | 0 | 0 | 0.099 | 0 | 2.1804 | 0 | 0 | 0 | 0%
|  | of which LFO |  | 111.4211 | 0.375 | 1.16 | 0 | 0 | 0.039 | 0 | 0.65 | 0 | 20.52 | 2.384 | 6.44 | 0 | 0.201 | 0 | 52 | 0 | 0 | 0 | 0 | 0.246 | 0.36 | 10.53 | 0.63 | 3.16 | 0.16 | 3.756 | 8.265 | 0.5451 | 0 | 0 | 0 | 0%
|  | of which HFO |  | 0.438 | 0 | 0.04 | 0.398 | 0 | 0 | 0 | 0 | 0 | 0 | 0 | 0 | 0 | 0 | 0 | 0 | 0 | 0 | 0 | 0 | 0 | 0 | 0 | 0 | 0 | 0 | 0 | 0 | 0 | 0 | 0 | 0 | 0%
|  | of which Other Petroleum |  | 120.7165 | 0 | 2.392 | 2.877 | 0 | 0.974 | 25.119 | 24.345 | 0 | 15.16 | 0 | 6.927 | 0.24 | 0 | 0 | 32.167 | 0 | 0 | 0 | 0 | 5.164 | 0.72 | 0 | 0.85 | 0 | 0 | 0 | 1.056 | 2.7255 | 0 | 0 | 0.837 | 13.48%
|  | Gas | 57.31% | 982.7519 | 11.539 | 6.006 | 6.006 |  | 25.053 | 234.909 | 11.601 | 0.5 | 121.094 | 12.498 | 116.645 | 0.739 | 2.75 | 3.567 | 142.108 | 1.172 | 5.189 | 0.771 | 0 | 57.121 | 14.586 | 17.731 | 4.932 | 0.42 | 0.851 | 4.671 | 156.027 | 24.2659 | 0 | 0 | 3.726 | 60.03%
|  | of which Derived Gases |  | 50.4458 | 0 | 2.929 | 2.929 | 0 | 17.565 | 7.313 | 0 | 0.158 | 1.126 | 0.004 | 3.324 | 0 | 0 | 0 | 0.106 | 0 | 0 | 0 | 0.467 | 0.987 | 0 | 1.101 | 0 | 2.092 | 2.665 | 0.4 | 0 | 7.2798 | 0 | 0 | 0 | 0%
|  | Derived Gases of which COG |  | 104.3043 | 11.292 | 0 | 0 | 0 | 0 | 36.035 | 0 | 0 | 0 | 7.28 | 9.952 | 0 | 0 | 0 | 3.634 | 0 | 0 | 0 | 0 | 0 | 0 | 0 | 0 | 2.88 | 0 | 0 | 32.018 | 1.2133 | 0 | 0 | 0 | 0%
|  | Derived Gases of which BFG |  | 27.8839 | 0.185 | 0.645 | 0.645 | 0 | 1.332 | 0.665 | 0 | 0 | 1.126 | 0.027 | 0.239 | 0 | 0 | 0 | 0.008 | 0 | 0 | 0 | 0 | 0.132 | 5.573 | 0 | 0 | 0.004 | 0 | 0.938 | 0.592 | 15.7729 | 0 | 0 | 0 | 0%
|  | Biofuels | 0.6447% | 11.056 | 0.107 | 0.003 | 0 | 0 | 0 | 10.942 | 0 | 0 | 0 | 0 | 0 | 0 | 0 | 0 | 0 | 0 | 0 | 0 | 0 | 0 | 0 | 0 | 0 | 0.004 | 0 | 0 | 0 | 0 | 0 | 0 | 0 | 0%
|  | Waste (based on the assumption that all non-wood is waste) | 4.246% | 72.8036 | 0.375 | 0.374 | 0 |  | 1.279 | 13.647 | 12.431 | 0 | 0.374 | 0.391 | 13.591 | 0.166 | 0.122 | 0.101 | 0.915 | 0.01 | 0.113 | 0.151 | 0 | 9.692 | 1.798 | 0.089 | 0 | 0.004 | 0.122 | 0.692 | 5.966 | 10.4006 | 0 | 0 | 1.597 | 25.73%
|  | Biomass (wood and wood wastes) | 9.389% | 161.0054 | 8.954 | 1.701 | 0 |  | 3.411 | 25.167 | 0.162 | 0.102 | 12.744 | 34.745 | 5.988 | 0 | 0.054 | 0.102 | 0.778 | 0.191 | 0 | 0.008 | 0 | 0 | 6.194 | 7.582 | 0.034 | 51.719 | 0.838 | 0.224 | 0 | 0.30739 | 0 | 0 | 0.0472 | 0.7604%
|  | total |  | 1695.175 | 22.605 | 13.493 | 14.648 | 0 | 69.774 | 328.625 | 50.882 | 0.813 | 171.829 | 53.146 | 168.393 | 1.145 | 3.126 | 4.546 | 259.641 | 1.373 | 5.302 | 0.93 | 0 | 85.104 | 88.952 | 35.925 | 24.85 | 55.468 | 2.297 | 15.138 | 176.745 | 40.425 | 0 | 0 | 6.2072
|  | Difference |  | 19.619 | 0.871 | 1.238 | 0.075 | 0 | 0.357 | -10.943 | -15.352 | 0.08 | 0 | 1.334 | 13.398 | 1.04 | 0 | 0 | 1.261 | 0 | 0 | 0 | 0 | 9.754 | 5.197 | 0 | 0.039 | -0.003 | 0.026 | 0.63 | 10.617 | 0 | 0 | 0
[5 empty] | 0.496 | 0.864 | 0.075 | 0 | -0.922 | -24.59 | -27.783 | 0.08 | -0.374 | 0.943 | -0.193 | 0.874 | -0.122 | -0.101 | 0.346 | -0.01 | -0.113 | -0.151 | 0 | 0.062 | 3.399 | -0.089 | 0.039 | -0.007 | -0.096 | -0.062 | 4.651 | -10.4006 | 0 | 0
|  | Electricity Only |  | 635.213 | 28.302 | 0.028 | 1.538 | 0 | 8.92 | 207.05 | 0.02 | 0.203 | 18.091 | 11.458 | 96.431 | 0.213 | 0.016 | 0 | 30.017 | 0 | 0 | 0.019 | 0 | 33.038 | 0 | 9.633 | 0.944 | 3.101 | 0.101 | 0.006 | 178.905 | 3.488 | 0 | 3.691 | 3.488
|  | Solid Fuels |  | 158.122 | 0.207 | 0 | 0 | 0 | 6.723 | 110.99 | 0 | 0 | 0 | 0.048 | 6.812 | 0 | 0 | 0 | 1.489 | 0 | 0 | 0 | 0 | 0 | 0 | 0 | 0 | 0 | 0 | 0 | 31.853 | 0 | 0 | 0 | 0
[5 empty] | 0.207 | 0 | 0 | 0 | 0 | 89.478 | 0 | 0 | 0 | 0 | 6.812 | 0 | 0 | 0 | 1.489 | 0 | 0 | 0 | 0 | 0 | 0 | 0 | 0 | 0 | 0 | 0 | 31.853 | 0 | 0 | 0 | 0
|  | Oil |  | 54.318 | 0.12 | 0 | 0.778 | 0 | 1.292 | 19.78 | 0 | 0 | 0 | 0.36 | 9.645 | 0 | 0 | 0 | 19.855 | 0 | 0 | 0 | 0 | 0 | 0 | 0.163 | 0.683 | 0.04 | 0 | 0 | 0.68 | 0.837 | 0 | 0.085 | 0.837
|  | of which Refinery Gas |  |  | 0 | 0 | 0.09 | 0 | 0 | 4.03 | 0 | 0 | 0 | 0 | 0 | 0 | 0 | 0 | 0.05 | 0 | 0 | 0 | 0 | 0 | 0 | 0 | 0 | 0 | 0 | 0 | 0 | 0 | 0 | 0 | 0
|  | of which LFO |  |  | 0.125 | 0 | 0 | 0 | 0.158 | 0 | 0 | 0 | 0 | 0.37 | 7.52 | 0 | 0 | 0 | 2.72 | 0 | 0 | 0 | 0 | 0 | 0 | 0.121 | 0.079 | 0.04 | 0 | 0 | 0.703 | 0 | 0 | 0 | 0
|  | of which HFO |  |  | 0 | 0 | 0 | 0 | 0.637 | 0 | 0 | 0 | 0 | 0 | 0 | 0 | 0 | 0 | 0 | 0 | 0 | 0 | 0 | 0 | 0 | 0 | 0.557 | 0 | 0 | 0 | 0 | 0 | 0 | 0 | 0
|  | of which Other Petroleum |  |  | 0 | 0 | 0.688 | 0 | 0.497 | 15.75 | 0 | 0 | 0 | 0 | 2.125 | 0 | 0 | 0 | 17.085 | 0 | 0 | 0 | 0 | 0 | 0 | 0.042 | 0.047 | 0 | 0 | 0 | 0 | 0.837 | 0 | 0.085 | 0.837
|  | Gas |  | 218.848 | 22.137 | 0 | 0 | 0 | 0.459 | 76.083 | 0 | 0.171 | 1.963 | 7.924 | 33.42 | 0.213 | 0.016 | 0 | 7.135 | 0 | 0 | 0 | 0 | 1.252 | 0 | 0.073 | 0.226 | 3.061 | 0 | 0 | 58.959 | 3.726 | 0 | 2.03 | 3.726
|  | of which Derived Gases |  |  | 13.206 | 0 | 0 | 0 | 0 | 45.168 | 0 | 0.164 | 1.963 | 7.657 | 13.005 | 0 | 0 | 0 | 4.455 | 0 | 0 | 0 | 0 | 0 | 0 | 0 | 0 | 3.061 | 0 | 0 | 38.575 | 0 | 0 | 0 | 0
|  | Derived Gases of which COG |  |  | 0.987 | 2.929 | 2.929 | 0 | 17.565 | 7.313 | 0 | 0.158 | 1.126 | 0.4 | 3.324 | 0 | 0 | 0 | 0.106 | 0 | 0 | 0 | 0 | 0.467 | 9.714 | 0 | 1.101 | 0.004 | 0 | 2.665 | 2.092 | 0 | 0 | 0 | 0
|  | Derived Gases of which BFG |  |  | 1.914 | 0 | 0 | 0 | 0 | 9.133 | 0 | 0 | 0.837 | 0.377 | 3.053 | 0 | 0 | 0 | 0.821 | 0 | 0 | 0 | 0 | 0 | 0 | 0 | 0 | 0.181 | 0 | 0 | 6.557 | 0 | 0 | 0 | 0
|  | Biofuels |  | 0.019 | 0.019 | 0 | 0 | 0 | 0 | 0 | 0 | 0 | 0 | 0 | 0 | 0 | 0 | 0 | 0 | 0 | 0 | 0 | 0 | 0 | 0 | 0 | 0 | 0 | 0 | 0 | 0 | 0 | 0 | 0 | 0
|  | Waste (based on the assumption that all non-wood is waste) |  | 119.309 | 0.982 | 0.019 | 0 | 0 | 0.446 | 0 | 0.02 | 0.016 | 11.215 | 0 | 18.812 | 0 | 0 | 0 | 0.6 | 0 | 0 | 0.019 | 0 | 15.29 | 0 | 4.668 | 0 | 0 | 0.101 | 0.006 | 65.518 | 1.597 | 0 | 0 | 1.597
|  | Biomass (wood and wood wastes) |  | 62.726 | 0 | 35.658 | 0.009 | 0.224 | 0 | 0 | 0 | 0 | 0 | 0 | 4.913 | 0 | 0 | 0.016 | 13.222 | 0 | 0 | 0 | 0 | 0 | 3.737 | 0 | 0.285 | 3.114 | 0.035 | 0 | 0 | 0 | 0 | 1.513 | 0
|  | total |  | 613.342 | 23.465 | 35.677 | 0.787 | 0.224 | 8.92 | 206.853 | 0.02 | 0.187 | 13.178 | 8.332 | 73.602 | 0.213 | 0.016 | 0.016 | 42.301 | 0 | 0 | 0.019 | 0 | 16.542 | 3.737 | 4.904 | 1.194 | 6.215 | 0.136 | 0.006 | 157.01 | 6.16 | 0 | 3.628 | 6.16
|  | Share up coal |  |  | 1 | 0 | 0 | 0 | 0 | 0.80618 | 0 | 0 | 0 | 0 | 1 | 0 | 0 | 0 | 1 | 0 | 0 | 0 | 0 | 0 | 0 | 0 | 0 | 0 | 0 | 0 | 1 | 0 | 0 | 0
|  | Share up COG |  |  | 0.044586 | 1 | 1 | 0 | 1 | 0.096119 | 0 | 0.92398 | 0.57361 | 0.05048 | 0.099461 | 0 | 0 | 0 | 0.014856 | 0 | 0 | 0 | 0 | 0.373 | 1 | 0 | 1 | 0.0013068 | 0 | 1 | 0.035482 | 0 | 0 | 0
|  | Share up BFG |  |  | 0.086462 | 0 | 0 | 0 | 0 | 0.12004 | 0 | 0 | 0.42639 | 0.047577 | 0.091352 | 0 | 0 | 0 | 0.11507 | 0 | 0 | 0 | 0 | 0 | 0 | 0 | 0 | 0.059131 | 0 | 0 | 0.11121 | 0 | 0 | 0
|  | Share low |  |  | 1 | 0 | 0 | 0 | 0.12229 | 0 | 0 | 0 | 0 | 1 | 0.77968 | 0 | 0 | 0 | 0.13699 | 0 | 0 | 0 | 0 | 0 | 0 | 0.74233 | 0.11567 | 1 | 0 | 0 | 1 | 0 | 0 | 0
| Main Activity |  |  | 0
|  | CHP |  | 5081.64 | 59.186 | 52.013 | 84.998 |  | 219.781 | 770.136 | 262.665 | 17.672 | 0 | 214.118 | 114.038 | 70.847 | 92.577 | 0 | 652.777 | 49.987 | 0 | 23.147 | 0 | 391.292 | 1510.396 | 11.223 | 223.953 | 127.151 | 53.987 | 79.696 | 0
|  | Electricity Only |  | 0
0
0
|  | CHP (M+A) |  | 6796.434 | 82.662 | 66.744 | 99.721 | 0 | 289.912 | 1087.818 | 298.195 | 18.565 | 171.829 | 268.598 | 295.829 | 73.032 | 95.703 | 4.546 | 913.679 | 51.36 | 5.302 | 24.077 | 0 | 486.15 | 1604.545 | 47.148 | 248.842 | 182.616 | 56.31 | 95.464 | 187.362 | 40.425 | 0 | 0
ELECTRICITY OUTPUT
Thermal Power Stations |  |  |  | 0
| Autoproducers |  |  | 877.615 | 25.484 | 6.041 | 5.951 | 0.101 | 34.452 | 158.872 | 10.354 | 0.533 | 143.377 | 36.468 | 75.1 | 3.91 | 1.48 | 2.268 | 68.357 | 1.343 | 1.21 | 0.284 | 0 | 54.187 | 29.246 | 19.883 | 8.338 | 17.824 | 1.31 | 8.446 | 148.968 | 10.98 | 0.004 | 2.844
|  | CHP |  | 661.381 | 13.792 | 5.065 | 5.332 | 0.101 | 31.997 | 85.288 | 10.346 | 0.414 | 121.345 | 31.986 | 48.2 | 3.823 | 1.472 | 2.268 | 62.784 | 0.623 | 1.21 | 0.281 | 0 | 45.713 | 29.246 | 17.536 | 7.866 | 16.934 | 1.278 | 8.37 | 97.927 | 10.184 | 0 | 0
|  | Electricity Only (thermal Plants) |  | 192.619 | 11.682 | 0.018 | 0.619 | 0 | 2.452 | 73.584 | 0.007 | 0.119 | 4.054 | 3.708 | 26.899 | 0.086 | 0.007 | 0 | 3.589 | 0 | 0 | 0.004 | 0 | 7.708 | 0 | 2.347 | 0.472 | 0.889 | 0.032 | 0.004 | 51.041 | 0.796 | 0.004 | 2.498
|  | Solar |  | 0.357 | 0 | 0.004 | 0 | 0.004 | 0 | 0 | 0.007 | 0 | 0.036 | 0 | 0.029 | 0 | 0 | 0 | 0 | 0 | 0.065 | 0 | 0 | 0.115 | 0 | 0 | 0 | 0 | 0 | 0 | 0.029 | 0.068 | 0 | 0
|  | Wind |  | 11.953 | 0 | 0.007 | 0 | 0 | 0 | 0 | 0 | 0.004 | 0.054 | 0 | 0.382 | 0 | 0 | 0 | 0.011 | 0 | 0 | 0 | 0 | 1.019 | 0 | 0 | 0 | 0 | 0 | 0.022 | 10.454 | 0 | 0 | 0
|  | Hydro |  | 52.398 | 4.439 | 0 | 0 | 0 | 1.98 | 1.3 | 0 | 0 | 1.26 | 3.564 | 2.905 | 0 | 0 | 0 | 2.876 | 0 | 0.018 | 0.036 | 0 | 0 | 0.007 | 0.029 | 0.274 | 0.04 | 0.81 | 0.295 | 3.946 | 8.42 | 0.014 | 20.185
|  | Electricity Only (thermal + Renewables) |  | 257.327 | 16.121 | 0.029 | 0.619 | 0.004 | 4.432 | 74.884 | 0.014 | 0.123 | 5.404 | 7.272 | 30.215 | 0.086 | 0.007 | 0 | 6.476 | 0 | 0.083 | 0.04 | 0 | 8.842 | 0.007 | 2.376 | 0.746 | 0.929 | 0.842 | 0.321 | 65.47 | 9.284 | 0.018 | 22.683
| Main Activity |  |  | 0
|  | CHP |  | 0
|  | Electricity Only |  | 0
HEAT OUTPUT
Thermal Power Stations
Autoproducers
|  | CHP |  | 686.563 | 4.029 | 2.902 | 0.568 | 0 | 15.97 | 287.905 | 14.885 | 0.24 | 0 | 11.438 | 109.135 | 0 | 0.301 | 0 | 120.423 | 4.97 | 0.301 | 0.439 | 0 | 23.163 | 35.752 | 9.877 | 5.635 | 26.578 | 0.157 | 2.138 | 0 | 9.757 | 0 | 0
|  | Heat Only |  | 0
| Main Activity |  |  | 0
|  | CHP |  | 0
|  | Heat Only |  | 0
ELECTRICAL CAPACITY
Thermal Power Stations
| Autoproducers |  |  | 57.001 | 1.753 | 0.494 | 0.263 | 0.006 | 2.29 | 10.621 | 0.639 | 0.032 | 6.481 | 2.465 | 6.755 | 0.257 | 0.135 | 0.145 | 4.84 | 0.062 | 0.132 | 0.033 | 0 | 2.996 | 2.054 | 1.312 | 0.627 | 0.987 | 0.182 | 0.564 | 8.368 | 1.429 | 0.031 | 1.048
|  | Combustible Fuels |  |  | 1.213 | 0.49 | 0.263 | 0.006 | 2.135 | 10.557 | 0.636 | 0.031 | 6.481 | 2.27 | 6.433 | 0.257 | 0.135 | 0.145 | 4.523 | 0.037 | 0.106 | 0.027 | 0 | 2.728 | 2.053 | 1.306 | 0.604 | 0.984 | 0.078 | 0.525 | 6.633 | 0.816 | 0.027 | 0.136
|  | Solar |  |  | 0 | 0.002 | 0 | 0 | 0 | 0 | 0.003 | 0 | 0 | 0 | 0 | 0 | 0 | 0 | 0 | 0 | 0.024 | 0 | 0 | 0.048 | 0 | 0 | 0 | 0 | 0 | 0 | 0.011 | 0.026 | 0 | 0.007
|  | Wind |  |  | 0 | 0.002 | 0 | 0 | 0 | 0 | 0 | 0.001 | 0 | 0 | 0.054 | 0 | 0 | 0 | 0.001 | 0 | 0 | 0 | 0 | 0.168 | 0 | 0 | 0 | 0 | 0 | 0.005 | 1.565 | 0 | 0 | 0
|  | Hydro |  |  | 0.54 | 0 | 0 | 0 | 0.155 | 0.064 | 0 | 0 | 0 | 0.195 | 0.268 | 0 | 0 | 0 | 0.199 | 0 | 0.002 | 0.006 | 0 | 0 | 0.001 | 0.006 | 0.023 | 0.003 | 0.104 | 0.024 | 0.158 | 0.522 | 0.004 | 0.814
| Main Activity |  |  | 0
|  | CHP |  | 0
|  | Heat Only |  | 0
|  | Maximun Autoproducers CHP capacity |  |  | 1.213 | 0.49 | 0.263 | 0.006 | 2.135 | 10.557 | 0.636 | 0.031 | 6.481 | 2.27 | 6.433 | 0.257 | 0.135 | 0.145 | 4.64 | 0.062 | 0.106 | 0.027 | 0 | 2.78 | 2.053 | 1.306 | 0.604 | 0.984 | 0.078 | 0.535 | 6.634 | 0.881 | 0.027 | 0.227
|  | Minumun Autoproducers Elec Only Capacity |  |  | 0.54 | 0.004 | 0 | 0 | 0.155 | 0.064 | 0.003 | 0.001 | 0 | 0.195 | 0.322 | 0 | 0 | 0 | 0.2 | 0 | 0.026 | 0.006 | 0 | 0.216 | 0.001 | 0.006 | 0.023 | 0.003 | 0.104 | 0.029 | 1.734 | 0.548 | 0.004 | 0.821
Overall Calculations
|  | Country AFA |  | 0.48831 | 0.46106 | 0.38784 | 0.71765 | 0.53388 | 0.47715 | 0.47441 | 0.51391 | 0.52827 | 0.70164 | 0.46921 | 0.35261 | 0.48252 | 0.3477 | 0.49608 | 0.44793 | 0.68701 | 0.29073 | 0.27295 | #DIV/0! | 0.57363 | 0.45159 | 0.48064 | 0.42176 | 0.57275 | 0.22828 | 0.47495 | 0.56461
|  | Renewable AFA |  |  | 0.26072 | 0.087219 | 0 | Error | 0.40514 | 0.64423 | 0.074004 | 0.12686 | Error | 0.57967 | 0.32661 | 0 | 0 | 0 | 0.45782 | 0 | 0.10125 | 0.19029 | 0 | 0.16651 | 0.22201 | 0.15329 | 0.37783 | 0.42288 | 0.24702 | 0.34669 | 0.26391
|  | [OEA] Minimun Capacity |  |  | 0.54 | 0.004 | 0 | 0 | 0.155 | 0.064 | 0.003 | 0.001 | 0 | 0.195 | 0.322 | 0 | 0 | 0 | 0.2 | 0 | 0.026 | 0.006 | 0 | 0.216 | 0.001 | 0.006 | 0.023 | 0.003 | 0.104 | 0.029 | 1.734
|  | [CHPA] Maximun Capacity |  |  | 1.213 | 0.49 | 0.263 | 0.006 | 2.135 | 10.557 | 0.636 | 0.031 | 6.481 | 2.27 | 6.433 | 0.257 | 0.135 | 0.145 | 4.64 | 0.062 | 0.106 | 0.027 | 0 | 2.78 | 2.053 | 1.306 | 0.604 | 0.984 | 0.078 | 0.535 | 6.634
|  | [CHPA] Minimun AFA |  |  | 0.36061 | 0.32784 | 0.643 | 0.53388 | 0.47532 | 0.25623 | 0.51593 | 0.42356 | 0.59382 | 0.4469 | 0.23763 | 0.47179 | 0.34582 | 0.49608 | 0.42915 | 0.31869 | 0.36204 | 0.33008 | #DIV/0! | 0.52152 | 0.45181 | 0.42586 | 0.41304 | 0.54581 | 0.51965 | 0.49619 | 0.46817

## Autoproducers Calculations
SOURCE | YEAR (Default is 2005) |  | TOTAL | AT | BE | BG | CY | CZ | DE | DK | EE | ES | FI | FR | GR | HU | IE | IT | LT | LU | LV | MT | NL | PL | PT | RO | SE | SI | SK | UK | CH | IS | NO
Autoproducers TOTAL (CHP and ELE only)
Eurostat |  | ELC Net Capacity (GW) | 57.001 | 1.753 | 0.494 | 0.263 | 0.006 | 2.29 | 10.621 | 0.639 | 0.032 | 6.481 | 2.465 | 6.755 | 0.257 | 0.135 | 0.145 | 4.84 | 0.062 | 0.132 | 0.033 | 0 | 2.996 | 2.054 | 1.312 | 0.627 | 0.987 | 0.182 | 0.564 | 8.368 | 1.429 | 0.031 | 1.048 | 0.564
Eurostat from JRC-EU-TIMES |  | Gross ELC production by Autoprod | 881.4839 | 25.2883 | 6.029 | 5.9453 | 0.083736 | 34.4574 | 179.1532 | 10.3414 | 0.54428 | 131 | 34.4992 | 73.0597 | 3.8937 | 1.4654 | 2.2609 | 68.3704 | 1.3398 | 1.591 | 0.29308 | 0 | 54.1772 | 29.2657 | 19.8873 | 8.3317 | 17.8358 | 1.2979 | 8.4573 | 148.9663 | 10.9275 | 0 | 2.7214 | 8.4573
Eurostat most recent |  | Gross ELC production by Autoprod | 877.615 | 25.484 | 6.041 | 5.951 | 0.101 | 34.452 | 158.872 | 10.354 | 0.533 | 143.377 | 36.468 | 75.1 | 3.91 | 1.48 | 2.268 | 68.357 | 1.343 | 1.21 | 0.284 | 0 | 54.187 | 29.246 | 19.883 | 8.338 | 17.824 | 1.31 | 8.446 | 148.968 | 10.98 | 0.004 | 2.844
Eurostat from JRC-EU-TIMES |  | Fuel input (for ELCpart and heat sold) | 2212.3051 | 54.4284 | 10.6763 | 16.3704 | 0 | 80.0935 | 522.1358 | 35.4622 | 1.0886 | 189.1596 | 62.2996 | 204.1065 | 2.2609 | 3.1401 | 4.6055 | 254.8505 | 1.3816 | 4.6055 | 0.9211 | 0 | 133.4333 | 86.8342 | 45.6361 | 25.8744 | 58.4896 | 2.3865 | 15.5749 | 365.9263 | 27.2561 | 0 | 3.3076 | 15.5749
Eurostat most recent |  | Fuel input (for ELCpart and heat sold) | 2350.007 | 51.778 | 14.759 | 16.261 | 0 | 79.051 | 524.732 | 35.55 | 1.096 | 189.92 | 65.938 | 278.222 | 2.398 | 3.142 | 4.546 | 290.919 | 1.373 | 5.302 | 0.949 | 0 | 127.896 | 94.149 | 45.558 | 25.833 | 58.566 | 2.424 | 15.774 | 366.267 | 43.913 | 0 | 3.691
Eurostat |  | ELCEFFHeatsold in EBAL |  | 0.46462 | 0.56471 | 0.36317 | 0 | 0.43021 | 0.34312 | 0.29162 | 0.5 | 0.69254 | 0.55376 | 0.35795 | 1.7222 | 0.46667 | 0.49091 | 0.26828 | 0.9697 | 0.34545 | 0.31818 | 0 | 0.40602 | 0.33703 | 0.43578 | 0.32201 | 0.30494 | 0.54386 | 0.54301 | 0.40709 | 0.40092 | 0 | 0.82278 | 0.54301
|  | Fuel input | 3740.5101 | 115.976 | 63.4225 | 33.9581 | 0.224 | 131.716 | 682.4787 | 46.7338 | 3.2111 | 365.2249 | 219.4986 | 392.4875 | 18.7534 | 13.6583 | 10.1645 | 313.3683 | 11.3722 | 4.065 | 1.8818 | 0 | 247.8593 | 268.8994 | 67.4014 | 33.342 | 114.4942 | 12.2809 | 32.2475 | 451.4905 | 80.672 | 0 | 3.628
|  | Solid Fuels | 542.5374 | 5.4045 | 3.7363 | 11.436 | 0 | 83.0161 | 137.272 | 0.16058 | 0.78486 | 3.9772 | 12.56 | 29.6246 | 0 | 0 | 1.7717 | 4.3757 | 0 | 0 | 0 | 0 | 0 | 169.6388 | 0 | 23.373 | 0.31431 | 1.7465 | 12.2341 | 41.1112 | 0 | 0 | 0
|  | Oil | 397.9533 | 1.5933 | 7.3862 | 8.1944 | 0 | 3.2728 | 57.7104 | 25.1786 | 0 | 37.2614 | 9.749 | 29.1805 | 4.5451 | 0.87283 | 0 | 107.726 | 0 | 0 | 0 | 0 | 16.5945 | 28.2194 | 18.5149 | 2.5976 | 6.2091 | 0.85716 | 7.9398 | 16.5695 | 7.6957 | 0 | 0.085
|  | Gas | 2110.1774 | 69.3604 | 12.3501 | 14.3187 | 0 | 26.4459 | 432.9706 | 20.8904 | 2.0309 | 286.6042 | 57.5827 | 254.6225 | 9.2083 | 12.0174 | 8.1439 | 185.6771 | 9.7786 | 4.065 | 1.8436 | 0 | 215.9748 | 43.4803 | 30.9956 | 7.0424 | 3.8809 | 4.559 | 10.1809 | 324.9373 | 59.186 | 0 | 2.03
|  | Biofuels | 0.019 | 0.019 | 0 | 0 | 0 | 0 | 0 | 0 | 0 | 0 | 0 | 0 | 0 | 0 | 0 | 0 | 0 | 0 | 0 | 0 | 0 | 0 | 0 | 0 | 0 | 0 | 0 | 0 | 0 | 0 | 0
|  | Waste (based on the assumption that all non-wood is waste) | 147.4727 | 2.5167 | 0.78805 | 0 | 0 | 0.81165 | 0 | 0.30857 | 0.016 | 11.215 | 1.5536 | 18.812 | 0 | 0.53242 | 0 | 1.5553 | 0 | 0 | 0.019 | 0 | 15.29 | 5.3598 | 4.668 | 0 | 0 | 0.59387 | 1.4147 | 68.8725 | 13.1457 | 0 | 0
|  | Biomass (wood and wood wastes) | 542.3503 | 37.0822 | 39.1619 | 0.009 | 0.224 | 18.1696 | 54.5256 | 0.1956 | 0.37941 | 26.1671 | 138.0534 | 60.248 | 5 | 0.23566 | 0.24888 | 14.0342 | 1.5936 | 0 | 0.01913 | 0 | 0 | 22.2011 | 13.2229 | 0.32899 | 104.0899 | 4.5244 | 0.47809 | 0 | 0.64463 | 0 | 1.513
CHP TOTAL (Main Activity + Autoproducer)
[11 empty] | correction for gross capacity |  |  | 1.07 | for countries with *
Loesoenen |  | Fuel input | 8259.4 | 252.6 | 141.1 | 110 | 0.3 | 431.3 | 1204.8 | 299.2 | 21.8 | 406.3 | 466.9 | 407.5 | 85.3 | 97.7 | 8.4 | 887.8 | 45 | 4.8 | 21.9 | 0 | 597.5 | 1489.8 | 103.7 | 265.4 | 211.4 | 64 | 327.7 | 343.4 | : | : | :
Loesoenen |  | Solid Fuels | 2923.8276 | 37.6374 | 2.5398 | 60.83 | 0 | 341.1583 | 373.488 | 138.8288 | 10.7038 | 7.3134 | 126.9968 | 20.375 | 70.7137 | 6.839 | 1.2264 | 7.1024 | 0 | 0 | 0 | 0 | 84.2475 | 1372.1058 | 0 | 120.757 | 20.2944 | 53.76 | 84.2189 | 10.302 |  | : | :
Loesoenen |  | OIL | 536.861 | 23.4918 | 4.5152 | 9.02 | 0.3 | 7.3321 | 62.6496 | 13.7632 | 0.0872 | 36.567 | 10.7387 | 17.5225 | 2.8149 | 1.6609 | 0.0084 | 166.9064 | 5.67 | 0 | 0.5256 | 0 | 14.34 | 43.2042 | 38.4727 | 27.867 | 23.6768 | 1.152 | 14.7465 | 13.736 |  | : | :
Loesoenen |  | Natural Gas | 3237.6848 | 113.67 | 85.2244 | 33.55 | 0 | 39.6796 | 609.6288 | 87.0672 | 9.4394 | 309.1943 | 108.7877 | 218.0125 | 3.2414 | 77.7692 | 6.4596 | 598.3772 | 39.105 | 4.8 | 20.1261 | 0 | 415.2625 | 40.2246 | 21.777 | 113.8566 | 8.8788 | 5.504 | 26.8714 | 246.2178 |  | : | :
Loesoenen |  | REN | 743.346 | 51.0252 | 1.9754 | 0 | 0 | 21.565 | 63.8544 | 50.5648 | 1.5478 | 27 | 208.2374 | 94.54 | 0.3412 | 1.1724 | 0.1512 | 31.073 | 0.225 | 0 | 1.2483 | 0 | 12.5475 | 14.898 | 38.1616 | 0 | 138.6784 | 3.52 | 0.6554 | 6.5246 |  | : | :
Loesoenen |  | Other | 817.6806 | 26.7756 | 46.7041 | 6.6 | 0 | 21.565 | 95.1792 | 8.976 | 0 | 26.2253 | 12.6063 | 57.05 | 8.2741 | 10.2585 | 0.5628 | 84.341 | 0 | 0 | 0 | 0 | 71.1025 | 17.8776 | 5.2887 | 2.9194 | 19.8716 | 0.128 | 201.2078 | 66.2762 |  | : | :
|  | Net Electricity Gen | 1316.52 | 36.468 | 26.496 | 9.792 | 0.036 | 49.932 | 280.26 | 68.004 | 3.744 | 82.368 | 98.856 | 83.556 | 3.672 | 24.624 | 2.16 | 98.604 | 8.28 | 1.512 | 5.436 | 0 | 106.092 | 94.68 | 19.512 | 55.98 | 38.412 | 3.96 | 17.28 | 98.064
Loesoenen |  | % main producers |  | 47.4% | 71.7% | 84.1% | 0% | 71.1% | 67.2% | 32.8% | 88.8% | 0% | 69.1% | 41.9% | #REF! | 93.4% | 0% | 59.1% | 72.5% | 0% | 96.3% | 0% | 60% | 77.4% | 68.1% | 94.6% | 62.1% | 74.2% | 55% | 9.4%
Loesoenen |  | % autoproducers |  | 52.6% | 28.3% | 15.9% | 100% | 28.9% | 32.8% | 67.2% | 11.2% | 100% | 30.9% | 58.1% | #REF! | 6.6% | 100% | 40.9% | 27.5% | 100% | 3.7% | 100% | 40% | 22.6% | 31.9% | 5.4% | 37.9% | 25.8% | 45% | 90.6%
Loesoenen |  | CHP heat Production (PJ) | 3112.4 | 95.8 | 75.9 | 50.4 | 0.1 | 150.7 | 652.5 | 119 | 11.5 | 192.5 | 250 | 209.2 | 9.7 | 47.4 | 4.4 | 193.1 | 19.9 | 1.2 | 11.9 | 0 | 220.3 | 275.4 | 59.6 | 95.4 | 132.7 | 15 | 33.7 | 185.2
Loesoenen |  | % main producers |  | 31.9% | 35.3% | 67.3% | 0% | 67.5% | 56% | 44% | 80.9% | 0% | 50.7% | 26.7% | 22.2% | 82.6% | 0% | 39.6% | 74% | 0% | 93% | 0% | 60% | 61.6% | 46.4% | 85.5% | 48.4% | 50.9% | 58.4% | 7.3%
Loesoenen |  | % autoproducers |  | 68.1% | 64.7% | 32.7% | 100% | 32.5% | 44% | 56% | 19.1% | 100% | 49.3% | 73.3% | 77.8% | 17.4% | 100% | 60.4% | 26% | 100% | 7% | 100% | 40% | 38.4% | 53.6% | 14.5% | 51.6% | 49.1% | 41.6% | 92.7%
Loesoenen |  | Net Electricity Capacity GW | 101.6 | 3.25 | 1.89 | 1.19 | 0.01 | 4.8598 | 20.84 | 5.69 | 1.4953 | 3.05 | 5.83 | 6.6 | 0.24 | 1.9159 | 0.11 | 5.89 | 1.04 | 0.1 | 0.59 | 0 | 7.16 | 8.31 | 1.08 | 5.25 | 3.49 | 0.34 | 5.41 | 5.44
CHP Main Activity
CHECK calculation Absolute |  | Fuel input | 5241.5725 | 160.089 | 113.2134 | 76.8289 | 0.3 | 308.5039 | 729.1743 | 252.4862 | 18.7541 | 54.2531 | 256.2003 | 88.6145 | 66.8449 | 84.0577 | -1.7401 | 616.7327 | 33.6278 | 0.735 | 20.0372 | 0 | 366.1827 | 1223.1478 | 41.2026 | 233.252 | 103.1208 | 51.9191 | 295.4585 | 48.5761
CHECK calculation Absolute |  | Solid Fuels | 2567.023 | 32.4399 | -1.1965 | 49.394 | 0 | 264.8652 | 347.206 | 138.6682 | 9.9189 | 3.3362 | 114.4848 | -2.4376 | 70.7137 | 6.839 | -0.54531 | 4.2157 | 0 | 0 | 0 | 0 | 84.2475 | 1202.467 | 0 | 97.384 | 19.9801 | 52.0135 | 71.9848 | 1.0438
CHECK calculation Absolute |  | OIL | 203.9922 | 22.0185 | -2.871 | 1.6036 | 0.3 | 5.3513 | 24.7192 | -11.4154 | 0.0872 | -0.69441 | 1.3497 | -2.013 | -1.7302 | 0.78807 | 0.0084 | 79.0354 | 5.67 | 0 | 0.5256 | 0 | -2.2545 | 14.9848 | 20.1208 | 25.9524 | 17.5077 | 0.29484 | 6.8067 | -2.1535
CHECK calculation Absolute |  | Natural Gas | 1482.8826 | 66.4466 | 72.8743 | 19.9491 | 0 | 13.6927 | 254.9096 | 68.0603 | 7.5795 | 24.5531 | 59.129 | -2.2712 | -5.7539 | 65.7678 | -1.6843 | 450.0153 | 29.3264 | 0.735 | 18.2825 | 0 | 240.0506 | -3.2557 | -9.1456 | 107.4762 | 8.0589 | 0.94499 | 16.9018 | -19.7605
CHECK calculation Absolute |  | REN | 290.5269 | 13.943 | -1.5285 | 0 | 0 | 3.3954 | 9.3288 | 50.3692 | 1.1684 | 0.83286 | 70.184 | 39.205 | -4.6588 | 0.93674 | -0.081679 | 30.2608 | -1.3686 | 0 | 1.2292 | 0 | 12.5475 | -3.5661 | 24.9387 | -0.043985 | 37.7025 | -0.96936 | 0.17731 | 6.5246
CHECK calculation Absolute |  | Other | 697.1478 | 25.2409 | 45.935 | 5.8821 | 0 | 21.1994 | 93.0108 | 6.8039 | 0 | 26.2253 | 11.0527 | 56.1313 | 8.2741 | 9.7261 | 0.5628 | 53.2055 | 0 | 0 | 0 | 0 | 31.5916 | 12.5178 | 5.2887 | 2.4834 | 19.8716 | -0.36487 | 199.5878 | 62.9217
CHECK calculation Relative |  | Solid Fuels |  | 13.81% | 147.1% | 18.8% | #DIV/0! | 22.36% | 7.037% | 0.1157% | 7.333% | 54.38% | 9.852% | 112% | 0% | 0% | 144.5% | 40.64% | #DIV/0! | #DIV/0! | #DIV/0! | #DIV/0! | 0% | 12.36% | #DIV/0! | 19.36% | 1.549% | 3.249% | 14.53% | 89.87%
CHECK calculation Relative |  | OIL |  | 6.272% | 163.6% | 82.22% | 0% | 27.01% | 60.54% | 182.9% | 0% | 101.9% | 87.43% | 111.5% | 161.5% | 52.55% | 0% | 52.65% | 0% | #DIV/0! | 0% | #DIV/0! | 115.7% | 65.32% | 47.7% | 6.871% | 26.06% | 74.41% | 53.84% | 115.7%
CHECK calculation Relative |  | Natural Gas |  | 41.54% | 14.49% | 40.54% | #DIV/0! | 65.49% | 58.19% | 21.83% | 19.7% | 92.06% | 45.65% | 101% | 277.5% | 15.43% | 126.1% | 24.79% | 25.01% | 84.69% | 9.16% | #DIV/0! | 42.19% | 108.1% | 142% | 5.604% | 9.235% | 82.83% | 37.1% | 108%
CHECK calculation Relative |  | REN |  | 72.67% | 177.4% | #DIV/0! | #DIV/0! | 84.26% | 85.39% | 0.3868% | 24.51% | 96.92% | 66.3% | 58.53% | 1465% | 20.1% | 154% | 2.614% | 708.3% | #DIV/0! | 1.532% | #DIV/0! | 0% | 123.9% | 34.65% | #DIV/0! | 72.81% | 127.5% | 72.95% | 0%
CHECK calculation Relative |  | Other |  | 5.732% | 1.647% | 10.88% | #DIV/0! | 1.696% | 2.278% | 24.2% | #DIV/0! | 0% | 12.32% | 1.61% | 0% | 5.19% | 0% | 36.92% | #DIV/0! | #DIV/0! | #DIV/0! | #DIV/0! | 55.57% | 29.98% | 0% | 14.93% | 0% | 385.1% | 0.8051% | 5.061%
CHP Autoproducers [CHPA]
|  | Fuel Input (PJ) (heat sold + ele) | 1634.9992 | 22.605 | 13.493 | 14.648 | 0 | 68.682 | 314.978 | 38.69 | 0.813 | 171.455 | 53.146 | 154.802 | 0.979 | 3.126 | 4.445 | 259.641 | 1.363 | 5.189 | 0.779 | 0 | 75.412 | 88.952 | 35.836 | 24.85 | 55.464 | 2.267 | 15.106 | 172.7468 | 35.5314 | 0 | 0
Eurostat |  | Solid Fuels | 186.898 | 1.27 | 1.817 | 5.05 | 0 | 39.018 | 17.405 | 0.133 | 0.211 | 1.937 | 3.149 | 18.356 | 0 | 0 | 0.776 | 2.765 | 0 | 0 | 0 | 0 | 0 | 65.294 | 0 | 18.067 | 0.161 | 0.326 | 5.732 | 5.431 | 0 | 0 | 0
Eurostat |  | Oil | 280.66 | 0.36 | 3.592 | 3.592 | 0 | 1.013 | 26.555 | 26.555 | 0 | 35.68 | 2.363 | 13.813 | 0.24 | 0.2 | 0 | 113.075 | 0 | 0 | 0 | 0 | 18.291 | 1.08 | 10.523 | 1.817 | 3.16 | 0.16 | 3.819 | 9.321 | 5.451 | 0 | 0
Eurostat |  | Gas | 982.7519 | 11.539 | 6.006 | 6.006 | 0 | 25.053 | 234.909 | 11.601 | 0.5 | 121.094 | 12.498 | 116.645 | 0.739 | 2.75 | 3.567 | 142.108 | 1.172 | 5.189 | 0.771 | 0 | 57.121 | 14.586 | 17.731 | 4.932 | 0.42 | 0.851 | 4.671 | 156.027 | 24.2659 | 0 | 0
Eurostat corrected |  | Waste corrected | 12.6278 | 0.375 | 0.374 | 0 | 0 | 0.187 | 0 | 0.239 | 0 | 0 | 0.391 | 0 | 0 | 0.122 | 0 | 0.915 | 0 | 0 | 0 | 0 | 0 | 1.798 | 0 | 0 | 0 | 0.092 | 0.66 | 1.9678 | 5.507 | 0 | 0
Eurostat |  | Biomass (wood and wood wastes) | 172.0614 | 9.061 | 1.704 | 0 | 0 | 3.411 | 36.109 | 0.162 | 0.102 | 12.744 | 34.745 | 5.988 | 0 | 0.054 | 0.102 | 0.778 | 0.191 | 0 | 0.008 | 0 | 0 | 6.194 | 7.582 | 0.034 | 51.723 | 0.838 | 0.224 | 0 | 0.30739 | 0 | 0
|  | Waste (based on the assumption that all non-wood is waste) | 72.8036 | 0.375 | 0.374 | 0 | 0 | 1.279 | 13.647 | 12.431 | 0 | 0.374 | 0.391 | 13.591 | 0.166 | 0.122 | 0.101 | 0.915 | 0.01 | 0.113 | 0.151 | 0 | 9.692 | 1.798 | 0.089 | 0 | 0.004 | 0.122 | 0.692 | 5.966 | 10.4006 | 0 | 0
|  | Max waste | 104.4998 | 5.035 | 72.619 | 2.271 | 0 | 0.187 | 0 | 0.239 | 0 | 0 | 1.436 | 0 | 0 | 1.071 | 0 | 2.6 | 0 | 0 | 0 | 0 | 0 | 8.734 | 0 | 2.081 | 0 | 0.092 | 0.66 | 1.9678 | 5.507 | 0 | 0
|  | Waste to be moved | 60.1758 | 0 | 0 | 0 | 0 | 1.092 | 13.647 | 12.192 | 0 | 0.374 | 0 | 13.591 | 0.166 | 0 | 0.101 | 0 | 0.01 | 0.113 | 0.151 | 0 | 9.692 | 0 | 0.089 | 0 | 0.004 | 0.03 | 0.032 | 3.9982 | 4.8936 | 0 | 0
Calculation |  | Fuel Input (PJ) | 3138.6681 | 92.511 | 27.7455 | 33.1711 | 0 | 134.2961 | 475.6257 | 46.7138 | 3.0241 | 352.0469 | 211.1666 | 318.8855 | 18.5404 | 13.6423 | 10.1485 | 271.0673 | 11.3722 | 4.065 | 1.8628 | 0 | 231.3173 | 265.1624 | 62.4974 | 32.148 | 108.2792 | 12.1449 | 32.2415 | 294.4805 | 74.512 | 0 | 0
Eurostat |  | Gross ELC production (PJ) | #REF! | 13.792 | 5.065 | 5.332 | 0.101 | 31.997 | 85.288 | 10.346 | 0.414 | 121.345 | 31.986 | 48.2 | 3.823 | 1.472 | 2.268 | 62.784 | 0.623 | 1.21 | 0.281 | 0 | 45.713 | 29.246 | 17.536 | 7.866 | 16.934 | 1.278 | 8.37 | 97.927 | 10.184 | #REF! | 0 | 8.4573
Loesoenen |  | Heat production (PJ) | 1650.1591 | 65.2398 | 49.1073 | 16.4808 | 0.1 | 48.9775 | 287.1 | 66.64 | 2.1965 | 192.5 | 123.25 | 153.3436 | 7.5466 | 8.2476 | 4.4 | 116.6324 | 5.174 | 1.2 | 0.833 | 0 | 88.12 | 105.7536 | 31.9456 | 13.833 | 68.4732 | 7.365 | 14.0192 | 171.6804
aux CH Fuel Input |  | Ratio Fuel Input (heat sold + ele) / Fuel Input | 0.47685 | 0.24435 | 0.48631 | 0.44159 |  | 0.51142 | 0.66224 | 0.82824 | 0.26884 | 0.48702 | 0.25168 | 0.48545 | 0.052804 | 0.22914 | 0.438 | 0.95785 | 0.11985 | 1.2765 | 0.41819 |  | 0.32601 | 0.33546 | 0.5734 | 0.77299 | 0.51223 | 0.18666 | 0.46853 | 0.58662 | 0.47685
Loesoenen | 2002 | Fuel Input (PJ) | 3054.7059 | 120.4874 | 36.2889 | 31.9191 | 0 | 127.901 | 460.466 | 43.1996 | 3.9351 | 352.0469 | 253.9949 | 279.6175 | 18.4628 | 14.5127 | 10.0562 | 269.311 | 1.38 | 3.517 | 0.988 | 0 | 170.5078 | 253.024 | 62.4974 | 21.432 | 100.087 | 10.9607 | 64.483 | 343.6298 | 0 | 0 | 0
Loesoenen | 2002 | Electricity Net Generation (PJ) | 607.8836 | 17.9629 | 6.6246 | 5.1307 | 0 | 23.598 | 82.5696 | 9.5677 | 0.53871 | 99.2794 | 38.4733 | 42.2646 | 3.807 | 1.5659 | 2.2474 | 62.3772 | 0.0756 | 1.0469 | 0.14904 | 0 | 33.6958 | 27.9072 | 8.2951 | 1.1262 | 15.6528 | 1.1534 | 8.5032 | 114.2712 | 0 | 0 | 0
Loesoenen | 2002 | HEAT net production | 1682.6409 | 57.2753 | 21.3759 | 15.6076 | 0 | 53.59 | 287.435 | 26.6944 | 2.209 | 160.2062 | 165.1054 | 182.5567 | 9.423 | 9.577 | 5.4027 | 133.898 | 1.014 | 2.097 | 0.702 | 0 | 108.1023 | 169.754 | 39.4171 | 14.498 | 62.612 | 8.6749 | 5.004 | 140.4095 | 0 | 0 | 0
Loesoenen | 2002 | ELC Net Capacity (GW) | 39.1403 | 1.0389 | 0.48718 | 0.37907 | 0 | 1.255 | 14.171 | 0.55673 | 0.02946 | 3.3237 | 1.841 | 3.2645 | 0.2342 | 0.18322 | 0.12259 | 2.679 | 0.0136 | 0.088 | 0.019 | 0 | 1.5864 | 2.1297 | 0.48472 | 0.171 | 0.91 | 0.10284 | 0.458 | 3.6115 | 0 | 0 | 0
Loesoenen | 2002 | HEAT Net Capacity (GW) | 124.11 | 3.3305 | 1.6777 | 1.42 | 0 | 5.55 | 21.114 | 1.5301 | 0.18569 | 12.3314 | 8.2164 | 16.7681 | 0.8613 | 1.0367 | 0.54984 | 10.07 | 0.148 | 0.359 | 0.177 | 0 | 6.4857 | 13.6169 | 2.8656 | 1.662 | 2.657 | 0.50148 | 3.658 | 7.3377 | 0 | 0 | 0
Loesoenen | 2002 | Electrical Efficiency |  | 0.14908 | 0.18255 | 0.16074 |  | 0.1845 | 0.17932 | 0.22148 | 0.1369 | 0.28201 | 0.15147 | 0.15115 | 0.2062 | 0.1079 | 0.22348 | 0.23162 | 0.054783 | 0.29766 | 0.15085 |  | 0.19762 | 0.11029 | 0.13273 | 0.05255 | 0.15639 | 0.10523 | 0.13187 | 0.33254
Loesoenen | 2002 | Heat Efficiency |  | 0.47536 | 0.58905 | 0.48897 |  | 0.419 | 0.62423 | 0.61793 | 0.56136 | 0.45507 | 0.65003 | 0.65288 | 0.51038 | 0.6599 | 0.53725 | 0.49719 | 0.73478 | 0.59625 | 0.71053 |  | 0.634 | 0.6709 | 0.6307 | 0.67646 | 0.62558 | 0.79145 | 0.077602 | 0.40861
Loesoenen | 2002 | AF |  | 0.54826 | 0.43119 | 0.4292 |  | 0.59625 | 0.18476 | 0.54495 | 0.57985 | 0.94717 | 0.66268 | 0.41053 | 0.51545 | 0.27101 | 0.58133 | 0.73832 | 0.17627 | 0.37723 | 0.24874 |  | 0.67354 | 0.41552 | 0.54266 | 0.20885 | 0.54544 | 0.35564 | 0.58872 | 1.0033
Loesoenen | 2002 | Total output | 2290.5244 | 75.2381 | 28.0005 | 20.7383 |  | 77.188 | 370.0046 | 36.2621 | 2.7477 | 259.4857 | 203.5787 | 224.8213 | 13.23 | 11.1429 | 7.65 | 196.2752 | 1.0896 | 3.1439 | 0.85104 |  | 141.7981 | 197.6612 | 47.7122 | 15.6242 | 78.2648 | 9.8283 | 13.5072 | 254.6807
Loesoenen | 2002 | Total Input (for ELCpart and heat sold) | 1711.9519 | 35.2181 | 12.3466 | 8.7711 |  | 65.5644 | 461.0509 | 29.1309 | 1.1152 | 134.6935 | 62.2718 | 188.3006 | 5.3128 | 2.4315 | 2.9542 | 250.8218 | 6.3904 | 1.5078 | 0.68267 |  | 68.3709 | 81.4895 | 23.8034 | 9.2745 | 54.0058 | 1.4614 | 50.8008 | 154.1813
|  | Check ratio heat used on site | #REF! | 0.69151 | 0.62786 | 0.72624 | 0 | 0.45657 | 0.023531 | 0.35655 | 0.69028 | 0.56901 | 0.74344 | 0.38635 | 0.71224 | 0.83073 | 0.70623 | 0.072629 | 0.37711 | 0.58418 | 0.55128 | #DIV/0! | 0.64196 | 0.68622 | 0.51867 | 0.54409 | 0.4861 | 0.86823 | 0.033481 | 0.55132 | 0.56052
|  |  | 0.47752 | 0.75565 | 0.51369 | 0.55841 | #DIV/0! | 0.44068 | 0.33776 | 0.17176 | 0.73116 | 0.51298 | 0.74832 | 0.51455 | 0.9472 | 0.77086 | 0.562 | 0.042153 | 0.88015 | 0 | 0.58181 | #DIV/0! | 0.67399 | 0.66454 | 0.4266 | 0.22701 | 0.48777 | 0.81334 | 0.53147 | 0.41338 | 0.52315
Eurostat |  | Electricity Net Generation (PJ) | #REF! | 13.792 | 5.065 | 5.332 | 0.101 | 31.997 | 85.288 | 10.346 | 0.414 | 121.345 | 31.986 | 48.2 | 3.823 | 1.472 | 2.268 | 62.784 | 0.623 | 1.21 | 0.281 | 0 | 45.713 | 29.246 | 17.536 | 7.866 | 16.934 | 1.278 | 8.37 | 97.927 | 10.184 | #REF! | 0
Calculation |  | Heat Net Generation (PJ) corrected | 1757.8132 | 43.9763 | 16.3434 | 16.2198 | 0 | 56.2695 | 296.8981 | 28.8659 | 1.6976 | 160.2062 | 137.2656 | 208.194 | 9.4626 | 9.0026 | 5.4522 | 134.7712 | 8.3561 | 2.4237 | 1.3236 | 0 | 146.6556 | 177.8977 | 39.4171 | 21.747 | 67.7369 | 9.6121 | 2.502 | 120.3267 | 35.1896 | 0 | 0
Eurostat |  | Heat sold (PJ) - this creates problems as fuel input allocoated to ELE + heat sold is too high. | 686.563 | 4.029 | 2.902 | 0.568 | 0 | 15.97 | 287.905 | 14.885 | 0.24 | 0 | 11.438 | 109.135 | 0 | 0.301 | 0 | 120.423 | 4.97 | 0.301 | 0.439 | 0 | 23.163 | 35.752 | 9.877 | 5.635 | 26.578 | 0.157 | 2.138 | 0 | 9.757 | 0 | 0 | 0
Calculation |  | Heat sold (PJ) - corrected - does not affect fuel consumption | 607.8809 | 0.32365 | 5.3462 | 4.185 | 0 | 17.372 | 167.8106 | 22.1307 | 0.15368 | 15.777 | 10.6109 | 76.2657 | 0 | 0.92815 | 1.1134 | 126.4437 | 0.45318 | 0.301 | 0.39001 | 0 | 17.0013 | 40.2429 | 15.1209 | 15.0245 | 26.4371 | 0.75478 | 2.138 | 30.104 | 11.4526 | 0 | 0
Calculation |  | Heat used on site (PJ) | 1149.9323 | 43.6527 | 10.9972 | 12.0348 | 0 | 38.8975 | 129.0875 | 6.7352 | 1.5439 | 144.4293 | 126.6547 | 131.9283 | 9.4626 | 8.0744 | 4.3388 | 8.3276 | 7.9029 | 2.1227 | 0.93354 | 0 | 129.6543 | 137.6548 | 24.2962 | 6.7225 | 41.2998 | 8.8573 | 0.364 | 90.2227 | 23.737 | 0 | 0
Explanation: Fuel allocated to ELE and heat sold are coming from Eurostat.
For the "fuel all.to heat used on site" and for the "heat used on site" we are free…
With this approach, both heat and fuel consumption are consistent with LOESOENEN 2002
Calculation |  | Heat Capacity | 141.6909 | 3.7301 | 1.879 | 1.5904 | 0 | 6.216 | 23.6477 | 1.7137 | 0.20797 | 13.8111 | 9.2024 | 18.7802 | 0.96466 | 1.1611 | 0.61582 | 11.2784 | 0.16576 | 0.40208 | 0.19824 | 0 | 7.264 | 15.2509 | 3.2094 | 1.8614 | 2.9758 | 0.56166 | 4.097 | 8.2182 | 2.6876 | 0 | 0
Calculation |  | CHPR |  | 3.1885 | 3.2267 | 3.042 | 0 | 1.7586 | 3.4811 | 2.7901 | 4.1005 | 1.3203 | 4.2914 | 4.3194 | 2.4752 | 6.1159 | 2.404 | 2.1466 | 13.4127 | 2.0031 | 4.7101 | 0 | 3.2082 | 6.0828 | 2.2478 | 2.7647 | 4.0001 | 7.5212 | 0.29892 | 1.2287 | 3.4554 | 0 | 0
Calculation |  | AFA corrected |  | 0.54587 | 0.32826 | 0.70115 | 0 | 0.77751 | 0.33965 | 0.56672 | 0.48982 | 0.9 | 0.52985 | 0.45027 | 0.49781 | 0.34645 | 0.56421 | 0.71469 | 0.9 | 0.41932 | 0.45102 | 0 | 0.87877 | 0.45181 | 0.9 | 0.9 | 0.56749 | 0.52727 | 0.55732 | 0.82691 | 0.9 | 0 | 0
Calculation |  | Overall Efficiency corrected |  | 0.62445 | 0.7716 | 0.64972 | 0 | 0.65725 | 0.80354 | 0.83941 | 0.69826 | 0.79975 | 0.80151 | 0.80403 | 0.71658 | 0.7678 | 0.76073 | 0.7288 | 0.78957 | 0.89391 | 0.86138 | 0 | 0.83162 | 0.7812 | 0.91129 | 0.92115 | 0.78197 | 0.89668 | 0.33721 | 0.74115 | 0.60894 | 0 | 0
Calculation |  | Electrical Efficiency |  | 0.14908 | 0.18255 | 0.16074 | 0 | 0.23826 | 0.17932 | 0.22148 | 0.1369 | 0.34468 | 0.15147 | 0.15115 | 0.2062 | 0.1079 | 0.22348 | 0.23162 | 0.054783 | 0.29766 | 0.15085 | 0 | 0.19762 | 0.11029 | 0.28059 | 0.24468 | 0.15639 | 0.10523 | 0.2596 | 0.33254 | 0.13668 | 0 | 0
Calculation |  | Heat sold - share - corrected |  | 0.0073597 | 0.32712 | 0.25802 | 0 | 0.30873 | 0.56521 | 0.76667 | 0.090529 | 0.098479 | 0.077302 | 0.36632 | 0 | 0.1031 | 0.20422 | 0.93821 | 0.054233 | 0.12419 | 0.29467 | 0 | 0.11593 | 0.22621 | 0.38361 | 0.69088 | 0.39029 | 0.078524 | 0.85452 | 0.25019 | 0.32545 | 0 | 0
Calculation |  | Heat sold - share - Eurostat |  | 0.091617 | 0.17756 | 0.035019 | 0 | 0.28381 | 0.96971 | 0.51566 | 0.14137 | 0 | 0.083328 | 0.5242 | 0 | 0.033435 | 0 | 0.89354 | 0.59477 | 0.12419 | 0.33168 | 0 | 0.15794 | 0.20097 | 0.25058 | 0.25912 | 0.39237 | 0.016334 | 0.85452 | 0 | 0.27727 | 0 | 0
aux CH Heat Gen |  | Ratio Heat sold/ Heat generation | 0.27727 | 0.091617 | 0.17756 | 0.035019 |  | 0.28381 | 0.96971 | 0.51566 | 0.14137 | 0 | 0.083328 | 0.5242 | 0 | 0.033435 | 0 | 0.89354 | 0.59477 | 0.12419 | 0.33168 |  | 0.15794 | 0.20097 | 0.25058 | 0.25912 | 0.39237 | 0.016334 | 0.85452 | 0 | 0.27727
aux CH heat Capacity |  | Ratio Heat Generation/ Heat Capacity | 13.0932 | 11.7895 | 8.6978 | 10.1986 |  | 9.0524 | 12.5551 | 16.844 | 8.1627 | 11.5998 | 14.9163 | 11.0858 | 9.8093 | 7.7533 | 8.8536 | 11.9495 | 50.4109 | 6.028 | 6.6765 |  | 20.1894 | 11.6647 | 12.2816 | 11.6829 | 22.7623 | 17.1136 | 0.6107 | 14.6415 | 13.0932
Loesoenen | 2002 | Electricity Net Generation (PJ) | 607.8836 | 17.9629 | 6.6246 | 5.1307 | 0 | 23.598 | 82.5696 | 9.5677 | 0.53871 | 99.2794 | 38.4733 | 42.2646 | 3.807 | 1.5659 | 2.2474 | 62.3772 | 0.0756 | 1.0469 | 0.14904 | 0 | 33.6958 | 27.9072 | 8.2951 | 1.1262 | 15.6528 | 1.1534 | 8.5032 | 114.2712 | 0 | 0 | 0
Calculation | 2002-2005 | Growth Ratio -05 | #REF! | -0.23219 | -0.23543 | 0.039225 | 0 | 0.05 | 0.032923 | 0.081347 | -0.2315 | 0 | -0.16862 | 0.14043 | 0.0042028 | -0.059979 | 0.0091794 | 0.0065216 | 7.2407 | 0.15582 | 0.8854 | 0 | 0.35664 | 0.047973 | 0 | 0.5 | 0.081851 | 0.10803 | -0.5 | -0.14303 | 0 | 0 | 0
Loesoenen | 2002 | Heat Net Generation (PJ) | 1682.6409 | 57.2753 | 21.3759 | 15.6076 | 0 | 53.59 | 287.435 | 26.6944 | 2.209 | 160.2062 | 165.1054 | 182.5567 | 9.423 | 9.577 | 5.4027 | 133.898 | 1.014 | 2.097 | 0.702 | 0 | 108.1023 | 169.754 | 39.4171 | 14.498 | 62.612 | 8.6749 | 5.004 | 140.4095 | 0 | 0 | 0
Loesoenen |  | CHECK Net Electricity Gen (assumption) | #REF! | 19.1822 | 7.4984 | 1.5569 | 0.036 | 14.4303 | 91.9253 | 45.6987 | 0.41933 | 82.368 | 30.5465 | 48.546 | #REF! | 1.6252 | 2.16 | 40.329 | 2.277 | 1.512 | 0.20113 | 0 | 42.4368 | 21.3977 | 6.2243 | 3.0229 | 14.5581 | 1.0217 | 7.776 | 88.846
Loesoenen |  | CHECK CHPR (assumption) |  | 3.4011 | 6.5491 | 10.5855 | 2.7778 | 3.3941 | 3.1232 | 1.4582 | 5.2381 | 2.3371 | 4.0348 | 3.1587 | #REF! | 5.0749 | 2.037 | 2.892 | 2.2723 | 0.79365 | 4.1416 | 0 | 2.0765 | 4.9423 | 5.1324 | 4.576 | 4.7034 | 7.2087 | 1.8029 | 1.9323
Calculation Adjusting C2 (C3) |  | ELC Net Capacity (GW) (EOA iteration) | 34.6303 | 0.80133 | 0.48937 | 0.24119 | 0 | 1.3052 | 7.9639 | 0.579 | 0.026806 | 4.2762 | 1.9146 | 3.3951 | 0.24357 | 0.13475 | 0.12749 | 2.7862 | 0.021954 | 0.09152 | 0.01976 | 0 | 1.6498 | 2.053 | 0.61797 | 0.2772 | 0.9464 | 0.076872 | 0.47632 | 3.756 | 0.35888 | 0 | 0
Eurostat |  | Maximun capacity (discounting renewable capacity) | 51.996 | 1.213 | 0.49 | 0.263 | 0.006 | 2.135 | 10.557 | 0.636 | 0.031 | 6.481 | 2.27 | 6.433 | 0.257 | 0.135 | 0.145 | 4.64 | 0.062 | 0.106 | 0.027 | 0 | 2.78 | 2.053 | 1.306 | 0.604 | 0.984 | 0.078 | 0.535 | 6.634 | 0.881 | 0.027 | 0.227
Calculation (C1) |  | Electrical net Capacity (GW) | 36.1308 | 1.0805 | 0.49 | 0.263 | 0 | 1.3052 | 10.557 | 0.579 | 0.030638 | 3.4567 | 1.9146 | 3.3951 | 0.24357 | 0.135 | 0.12749 | 2.7862 | 0.014144 | 0.09152 | 0.01976 | 0 | 1.6498 | 2.053 | 0.50411 | 0.17784 | 0.9464 | 0.078 | 0.47632 | 3.756 | 0 | 0 | 0
Calculation based on C1 |  | AFA |  | 0.40484 | 0.32784 | 0.643 | 0 | 0.77751 | 0.25623 | 0.56672 | 0.42856 | 1.1134 | 0.52985 | 0.45027 | 0.49781 | 0.34582 | 0.56421 | 0.71469 | 1.397 | 0.41932 | 0.45102 | 0 | 0.87877 | 0.45181 | 1.1033 | 1.4028 | 0.56749 | 0.51965 | 0.55732 | 0.82691 | 0 | 0 | 0
Calculation Adjusting C1 (C2) |  | Electricital Capacity corrected AFA CHP | 37.1714 | 1.0805 | 0.49 | 0.263 | 0 | 1.3052 | 10.557 | 0.579 | 0.030638 | 4.2762 | 1.9146 | 3.3951 | 0.24357 | 0.135 | 0.12749 | 2.7862 | 0.021954 | 0.09152 | 0.01976 | 0 | 1.6498 | 2.053 | 0.61797 | 0.2772 | 0.9464 | 0.078 | 0.47632 | 3.756
Calculation |  | Added Capacity in CHP AFA iteration |  | 0 | 0 | 0 | 0 | 0 | 0 | 0 | 0 | 0.81951 | 0 | 0 | 0 | 0 | 0 | 0 | 0.0078104 | 0 | 0 | 0 | 0 | 0 | 0.11386 | 0.099356 | 0 | 0 | 0 | 0 | 0 | 0 | 0
Calculation based on C3 |  | AFA (with EOA iteration capacity) |  | 0.54587 | 0.32826 | 0.70115 | 0 | 0.77751 | 0.33965 | 0.56672 | 0.48982 | 0.9 | 0.52985 | 0.45027 | 0.49781 | 0.34645 | 0.56421 | 0.71469 | 0.9 | 0.41932 | 0.45102 | 0 | 0.87877 | 0.45181 | 0.9 | 0.9 | 0.56749 | 0.52727 | 0.55732 | 0.82691 | 0 | 0 | 0
|  | CHECK: Net Electricity Capacity autoprod (assumption) |  | 1.7095 | 0.53487 | 0.18921 | 0.01 | 1.4045 | 6.8355 | 3.8237 | 0.16748 | 3.05 | 1.8015 | 3.8346 | #REF! | 0.12645 | 0.11 | 2.409 | 0.286 | 0.1 | 0.02183 | 0 | 2.864 | 1.8781 | 0.34452 | 0.2835 | 1.3227 | 0.08772 | 2.4345 | 4.9286
Autoproducers CHP Sectors Allocation
|  |  | TOTAL | AT | BE | BG | CY | CZ | DE | DK | EE | ES | FI | FR | GR | HU | IE | IT | LT | LU | LV | MT | NL | PL | PT | RO | SE | SI | SK | UK | CH | IS | NO
| 2002 | Heat production | 1682.6409 | 57.2753 | 21.3759 | 15.6076 | 0 | 53.59 | 287.435 | 26.6944 | 2.209 | 160.2062 | 165.1054 | 182.5567 | 9.423 | 9.577 | 5.4027 | 133.898 | 1.014 | 2.097 | 0.702 | 0 | 108.1023 | 169.754 | 39.4171 | 14.498 | 62.612 | 8.6749 | 5.004 | 140.4095 | 0 | 0 | 0
Loesoenen | 2002 | ISI | 37.6867 | 2.2712 | 0 | 4.925 | 0 | 10.442 | 7.404 | 0 | 0 | 1.3789 | 1.3226 | 0.49002 | 0 | 0 | 0 | 0.067 | 0 | 0 | 0 | 0 | 2.948 | 6.117 | 0 | 0 | 0 | 0 | 0.321 | 0 | 0 | 0 | 0
Loesoenen | 2002 | Chemical | 413.6855 | 9.0088 | 0.59425 | 7.8251 | 0 | 22.619 | 118.303 | 2.7189 | 0 | 26.3376 | 6.5009 | 32.9268 | 2.271 | 3.3601 | 0.49624 | 34.217 | 0 | 1.278 | 0 | 0 | 35.9176 | 40.127 | 3.2627 | 6.8363 | 0.838 | 0.42121 | 0.907 | 56.919 | 0 | 0 | 0
Loesoenen | 2002 | Paper | 539.6627 | 28.3282 | 7.3135 | 2.2636 | 0 | 5.964 | 65.761 | 1.518 | 1.452 | 47.0474 | 146.774 | 53.3367 | 0 | 1.7352 | 0 | 34.174 | 0 | 0.016 | 0 | 0 | 10.0901 | 22.968 | 22.2429 | 4.4478 | 61.067 | 6.9474 | 0.289 | 15.9268 | 0 | 0 | 0
Loesoenen | 2002 | Refineries | 262.9935 | 9.5562 | 3.7365 | 0 | 0 | 1.082 | 32.562 | 1.188 | 0.475 | 18.9175 | 8.4846 | 48.8446 | 3.74 | 0 | 0.20246 | 24.755 | 0 | 0 | 0 | 0 | 31.2341 | 29.131 | 12.1833 | 0.98938 | 0.011 | 0.412 | 0.097 | 35.3921 | 0 | 0 | 0
Loesoenen | 2002 | Others | 428.6131 | 8.1109 | 9.7324 | 0.59388 | 0 | 13.483 | 63.405 | 21.2695 | 0.282 | 66.5249 | 2.0233 | 46.9586 | 3.412 | 4.4817 | 4.704 | 40.685 | 1.014 | 0.803 | 0.702 | 0 | 27.9124 | 71.411 | 1.7282 | 2.2245 | 0.696 | 0.89428 | 3.39 | 32.1716 | 0 | 0 | 0
|  | Total consumption | 3129.218 | 120.4874 | 36.2889 | 31.9191 | 0 | 127.901 | 460.466 | 43.1996 | 3.9351 | 352.0469 | 253.9949 | 279.6175 | 18.4628 | 14.5127 | 10.0562 | 269.311 | 1.38 | 3.517 | 0.988 | 0 | 170.5078 | 253.024 | 62.4974 | 21.432 | 100.087 | 10.9607 | 64.483 | 343.6298 | 74.512 | 0 | 0
Loesoenen | 2002 | ISI | 109.1992 | 17.7402 | 0 | 8.371 | 0 | 26.098 | 10.464 | 0 | 0 | 2.9713 | 1.784 | 0.65368 | 0 | 0 | 0 | 0.813 | 0 | 0 | 0 | 0 | 3.9741 | 12.387 | 0 | 0 | 0 | 0 | 23.943 | 0 | 0 | 0 | 0
Loesoenen | 2002 | Chemical | 756.9481 | 12.1014 | 1.63 | 15.9752 | 0 | 47.166 | 191.646 | 3.9315 | 0 | 56.2554 | 10.0949 | 49.4505 | 3.5644 | 4.0563 | 1.0089 | 65.451 | 0 | 2.041 | 0 | 0 | 52.5714 | 54.923 | 5.3403 | 10.542 | 1.38 | 0.5533 | 3.487 | 163.7786 | 0 | 0 | 0
Loesoenen | 2002 | Paper | 901.0713 | 60.7903 | 9.4648 | 6.6065 | 0 | 8.069 | 101.905 | 2.3297 | 2.2359 | 85.0492 | 224.9717 | 81.777 | 0 | 2.323 | 0 | 65.223 | 0 | 0.03 | 0 | 0 | 16.431 | 33.106 | 36.7656 | 6.4 | 97.641 | 8.5879 | 13.319 | 38.0457 | 0 | 0 | 0
Loesoenen | 2002 | Refineries | 471.1095 | 16.0975 | 9.8328 | 0 | 0 | 1.285 | 56.135 | 2.4552 | 0.998 | 44.5282 | 14.1416 | 68.5851 | 8.5884 | 0 | 0.54605 | 57.406 | 0 | 0 | 0 | 0 | 47.926 | 41.883 | 16.0701 | 1.36 | 0.017 | 0.52121 | 14.652 | 68.0812 | 0 | 0 | 0
Loesoenen | 2002 | Others | 816.3778 | 13.7579 | 15.3614 | 0.96647 | 0 | 45.283 | 100.316 | 34.4831 | 0.7012 | 163.2429 | 3.0027 | 79.1512 | 6.31 | 8.1334 | 8.5012 | 80.418 | 1.38 | 1.446 | 0.988 | 0 | 49.6053 | 110.725 | 4.3214 | 3.13 | 1.049 | 1.2983 | 9.082 | 73.7243 | 0 | 0 | 0
|  | Total fuel consumption | 3138.6681 | 92.511 | 27.7455 | 33.1711 | 0 | 134.2961 | 475.6257 | 46.7138 | 3.0241 | 352.0469 | 211.1666 | 318.8855 | 18.5404 | 13.6423 | 10.1485 | 271.0673 | 11.3722 | 4.065 | 1.8628 | 0 | 231.3173 | 265.1624 | 62.4974 | 32.148 | 108.2792 | 12.1449 | 32.2415 | 294.4805 | 74.512 | 0 | 0
|  | ISI | 96.8942 | 13.621 | 0 | 8.6993 | 0 | 27.4029 | 10.8085 | 0 | 0 | 2.9713 | 1.4832 | 0.74548 | 0 | 0 | 0 | 0.8183 | 0 | 0 | 0 | 0 | 5.3915 | 12.9812 | 0 | 0 | 0 | 0 | 11.9715 | 0 | 0 | 0 | 0
|  | Chemical | 770.7956 | 9.2916 | 1.2462 | 16.6018 | 0 | 49.5243 | 197.9555 | 4.2513 | 0 | 56.2554 | 8.3927 | 56.3951 | 3.5794 | 3.813 | 1.0182 | 65.8778 | 0 | 2.359 | 0 | 0 | 71.3203 | 57.5578 | 5.3403 | 15.813 | 1.493 | 0.61307 | 1.7435 | 140.3534 | 0 | 0 | 0
|  | Paper | 869.7247 | 46.6752 | 7.2365 | 6.8656 | 0 | 8.4725 | 105.26 | 2.5193 | 1.7183 | 85.0492 | 187.0373 | 93.2613 | 0 | 2.1837 | 0 | 65.6484 | 0 | 0.034674 | 0 | 0 | 22.2909 | 34.6942 | 36.7656 | 9.6 | 105.633 | 9.5157 | 6.6595 | 32.604 | 0 | 0 | 0
|  | Refineries | 477.3761 | 12.3598 | 7.5179 | 0 | 0 | 1.3493 | 57.9831 | 2.6549 | 0.76696 | 44.5282 | 11.7571 | 78.2169 | 8.6245 | 0 | 0.55106 | 57.7804 | 0 | 0 | 0 | 0 | 65.0182 | 43.8923 | 16.0701 | 2.04 | 0.018391 | 0.57751 | 7.326 | 58.3436 | 0 | 0 | 0
|  | Others | 849.3654 | 10.5634 | 11.7449 | 1.0044 | 0 | 47.5472 | 103.6187 | 37.2882 | 0.53887 | 163.2429 | 2.4964 | 90.2668 | 6.3365 | 7.6456 | 8.5793 | 80.9425 | 11.3722 | 1.6713 | 1.8628 | 0 | 67.2964 | 116.0368 | 4.3214 | 4.695 | 1.1349 | 1.4386 | 4.541 | 63.1795 | 0 | 0 | 0
|  | Fuel Consumption (ele + heat sold) | 1634.9992 | 22.605 | 13.493 | 14.648 | 0 | 68.682 | 314.978 | 38.69 | 0.813 | 171.455 | 53.146 | 154.802 | 0.979 | 3.126 | 4.445 | 259.641 | 1.363 | 5.189 | 0.779 | 0 | 75.412 | 88.952 | 35.836 | 24.85 | 55.464 | 2.267 | 15.106 | 172.7468 | 35.5314 | 0 | 0
|  | Auto CHP ISI Consumption est | 43.0295 | 3.3283 | 0 | 3.8415 | 0 | 14.0145 | 7.1578 | 0 | 0 | 1.4471 | 0.37328 | 0.36189 | 0 | 0 | 0 | 0.78381 | 0 | 0 | 0 | 0 | 1.7577 | 4.3547 | 0 | 0 | 0 | 0 | 5.609 | 0 | 0 | 0 | 0
|  | Auto CHP Chemical consumption est | 436.5326 | 2.2704 | 0.60606 | 7.3312 | 0 | 25.3278 | 131.0939 | 3.5211 | 0 | 27.3977 | 2.1123 | 27.3768 | 0.189 | 0.87372 | 0.44595 | 63.1009 | 0 | 3.0113 | 0 | 0 | 23.2512 | 19.3085 | 3.0621 | 12.2233 | 0.76474 | 0.11444 | 0.81688 | 82.3335 | 0 | 0 | 0
|  | Auto CHP Paper conumption est | 417.2767 | 11.4051 | 3.5192 | 3.0318 | 0 | 4.333 | 69.7073 | 2.0865 | 0.46194 | 41.4209 | 47.0732 | 45.2734 | 0 | 0.50036 | 0 | 62.8811 | 0 | 0.044262 | 0 | 0 | 7.2671 | 11.6386 | 21.0814 | 7.4207 | 54.1085 | 1.7762 | 3.1202 | 19.126 | 0 | 0 | 0
|  | Auto CHP Refineries consumption est | 251.3141 | 3.0201 | 3.656 | 0 | 0 | 0.69004 | 38.3987 | 2.1989 | 0.20619 | 21.6863 | 2.959 | 37.9701 | 0.4554 | 0 | 0.24136 | 55.3448 | 0 | 0 | 0 | 0 | 21.1967 | 14.7242 | 9.2146 | 1.5769 | 0.0094207 | 0.1078 | 3.4324 | 34.2252 | 0 | 0 | 0
|  | Auto CHP Others consumption est | 451.3148 | 2.5812 | 5.7117 | 0.44352 | 0 | 24.3167 | 68.6203 | 30.8834 | 0.14487 | 79.5031 | 0.62828 | 43.8197 | 0.33459 | 1.7519 | 3.7577 | 77.5305 | 1.363 | 2.1334 | 0.779 | 0 | 21.9394 | 38.926 | 2.4779 | 3.6292 | 0.58131 | 0.26853 | 2.1276 | 37.0621 | 0 | 0 | 0
|  | Fuel Consumption (heat in-use) | 1464.6883 | 69.906 | 14.2525 | 18.5231 | 0 | 65.6141 | 160.6477 | 8.0238 | 2.2111 | 180.5919 | 158.0206 | 164.0835 | 17.5614 | 10.5163 | 5.7035 | 11.4263 | 10.0092 | -1.124 | 1.0838 | 0 | 155.9053 | 176.2104 | 26.6614 | 7.298 | 52.8152 | 9.8779 | 17.1355 | 121.7337 | 0 | 0 | 0
|  | Auto CHP ISI Consumption est | 53.8647 | 10.2927 | 0 | 4.8578 | 0 | 13.3884 | 3.6507 | 0 | 0 | 1.5242 | 1.1099 | 0.38359 | 0 | 0 | 0 | 0.034494 | 0 | 0 | 0 | 0 | 3.6338 | 8.6265 | 0 | 0 | 0 | 0 | 6.3625 | 0 | 0 | 0 | 0
|  | Auto CHP Chemical consumption est | 334.263 | 7.0212 | 0.64017 | 9.2706 | 0 | 24.1965 | 66.8616 | 0.73023 | 0 | 28.8577 | 6.2804 | 29.0183 | 3.3904 | 2.9393 | 0.57221 | 2.777 | 0 | -0.65228 | 0 | 0 | 48.0691 | 38.2493 | 2.2782 | 3.5897 | 0.72822 | 0.49864 | 0.92662 | 58.0199 | 0 | 0 | 0
|  | Auto CHP Paper conumption est | 452.448 | 35.2702 | 3.7173 | 3.8338 | 0 | 4.1394 | 35.5527 | 0.43272 | 1.2563 | 43.6283 | 139.9641 | 47.9879 | 0 | 1.6833 | 0 | 2.7673 | 0 | -0.0095877 | 0 | 0 | 15.0238 | 23.0556 | 15.6842 | 2.1793 | 51.5245 | 7.7395 | 3.5393 | 13.478 | 0 | 0 | 0
|  | Auto CHP Refineries consumption est | 226.062 | 9.3397 | 3.8618 | 0 | 0 | 0.65921 | 19.5844 | 0.45602 | 0.56077 | 22.842 | 8.7981 | 40.2467 | 8.1691 | 0 | 0.3097 | 2.4356 | 0 | 0 | 0 | 0 | 43.8216 | 29.1681 | 6.8555 | 0.46311 | 0.0089708 | 0.46971 | 3.8936 | 24.1183 | 0 | 0 | 0
|  | Auto CHP Others consumption est | 398.0506 | 7.9823 | 6.0332 | 0.56086 | 0 | 23.2305 | 34.9983 | 6.4048 | 0.394 | 83.7398 | 1.8681 | 46.447 | 6.0019 | 5.8937 | 4.8216 | 3.412 | 10.0092 | -0.46213 | 1.0838 | 0 | 45.357 | 77.1108 | 1.8435 | 1.0658 | 0.55355 | 1.17 | 2.4134 | 26.1174 | 0 | 0 | 0
|  | Fuel Consumption (heat in-use) From formulas | 1483.9907 | 68.7288 | 14.2525 | 18.5231 | 0 | 54.114 | 160.6477 | 8.0238 | 1.7273 | 180.5919 | 156.2606 | 164.0835 | 17.5614 | 10.5163 | 5.5726 | 11.3921 | 10.0092 | 0 | 1.0838 | 0 | 155.9053 | 176.2104 | 26.6614 | 7.298 | 52.8152 | 9.569 | 17.0468 | 121.7337 | 33.6622 | 0 | 0
|  | Auto CHP ISI Consumption est | 16.4494 | 0 | 1.6262 | 1.001 | 0 | 0.97555 | 0 | 0 | 0 | 0 | 0 | 0 | 0 | 0 | 0 | 0.041683 | 0 | 0 | 0 | 0 | 0 | 6.322 | 0 | 0.033954 | 0 | 0 | 6.0131 | 0.43589 | 0 | 0 | 0
|  | Auto CHP Chemical consumption est | 334.4939 | 9.4947 | 2.5689 | 5.0286 | 0 | 36.7321 | 44.3959 | 2.2231 | 0.113 | 50.5253 | 4.6046 | 35.1812 | 2.216 | 2.7426 | 1.3569 | 1.934 | 2.0097 | 0 | 0.318 | 0 | 35.0091 | 39.9538 | 2.6796 | 5.7014 | 0.27188 | 1.1913 | 2.6648 | 35.9874 | 9.5902 | 0 | 0
|  | Auto CHP Paper conumption est | 449.3171 | 30.4071 | 2.7508 | 1.376 | 0 | 9.8755 | 38.9131 | 1.5091 | 0.21376 | 49.4231 | 130.978 | 60.0452 | 0.09967 | 1.395 | 0.46055 | 2.2214 | 0 | 0 | 0.046006 | 0 | 0.26841 | 27.0759 | 5.6538 | 0.19995 | 49.395 | 4.6496 | 0.949 | 25.4505 | 5.9608 | 0 | 0
|  | Auto CHP Refineries consumption est | 220.1942 | 7.8226 | 6.3742 | 3.0189 | 0 | 1.3822 | 20.7618 | 0.50713 | 0 | 1.5814 | 15.134 | 6.6412 | 4.3051 | 4.7784 | 0 | 4.9762 | 0.028 | 0 | 0 | 0 | 65.7499 | 40.2535 | 3.326 | 1.1764 | 2.385 | 0 | 6.3037 | 20.4165 | 3.2721 | 0 | 0
|  | Auto CHP Others consumption est | 463.5361 | 21.0044 | 0.93246 | 8.0987 | 0 | 5.1487 | 56.5769 | 3.7844 | 1.4005 | 79.0621 | 5.544 | 62.216 | 10.9406 | 1.6003 | 3.7552 | 2.2187 | 7.9716 | 0 | 0.71977 | 0 | 54.8779 | 62.6052 | 15.002 | 0.18629 | 0.7634 | 3.7281 | 1.1162 | 39.4434 | 14.8391 | 0 | 0
Generic Autoproducers CHP Allocation by Fuel
|  | Fuel Input (heat sold + ele) | 1634.9992 | 22.605 | 13.493 | 14.648 | 0 | 68.682 | 314.978 | 38.69 | 0.813 | 171.455 | 53.146 | 154.802 | 0.979 | 3.126 | 4.445 | 259.641 | 1.363 | 5.189 | 0.779 | 0 | 75.412 | 88.952 | 35.836 | 24.85 | 55.464 | 2.267 | 15.106 | 172.7468 | 35.5314 | 0 | 0
Eurostat |  | Solid | 186.898 | 1.27 | 1.817 | 5.05 | 0 | 39.018 | 17.405 | 0.133 | 0.211 | 1.937 | 3.149 | 18.356 | 0 | 0 | 0.776 | 2.765 | 0 | 0 | 0 | 0 | 0 | 65.294 | 0 | 18.067 | 0.161 | 0.326 | 5.732 | 5.431 | 0 | 0 | 0
Eurostat |  | RFG | 48.1644 | 0 | 0 | 0.317 | 0 | 0 | 1.436 | 1.56 | 0 | 0 | 0 | 0.446 | 0 | 0 | 0 | 28.908 | 0 | 0 | 0 | 0 | 12.881 | 0 | 0 | 0.337 | 0 | 0 | 0.099 | 0 | 2.1804 | 0 | 0
Eurostat |  | OIL | 232.4956 | 0.36 | 3.592 | 3.275 | 0 | 1.013 | 25.119 | 24.995 | 0 | 35.68 | 2.363 | 13.367 | 0.24 | 0.2 | 0 | 84.167 | 0 | 0 | 0 | 0 | 5.41 | 1.08 | 10.523 | 1.48 | 3.16 | 0.16 | 3.72 | 9.321 | 3.2706 | 0 | 0
Eurostat |  | GAS | 932.3062 | 11.539 | 3.077 | 3.077 | 0 | 7.488 | 227.596 | 11.601 | 0.342 | 119.968 | 12.494 | 113.321 | 0.739 | 2.75 | 3.567 | 142.002 | 1.172 | 5.189 | 0.771 | -0.467 | 56.134 | 14.586 | 16.63 | 4.932 | -1.672 | -1.814 | 4.271 | 156.027 | 16.9862 | 0 | 0
Eurostat |  | Derived Gas | 50.4458 | 0 | 2.929 | 2.929 | 0 | 17.565 | 7.313 | 0 | 0.158 | 1.126 | 0.004 | 3.324 | 0 | 0 | 0 | 0.106 | 0 | 0 | 0 | 0.467 | 0.987 | 0 | 1.101 | 0 | 2.092 | 2.665 | 0.4 | 0 | 7.2798 | 0 | 0
Eurostat |  | Biofuels | 11.056 | 0.107 | 0.003 | 0 | 0 | 0 | 10.942 | 0 | 0 | 0 | 0 | 0 | 0 | 0 | 0 | 0 | 0 | 0 | 0 | 0 | 0 | 0 | 0 | 0 | 0.004 | 0 | 0 | 0 | 0 | 0 | 0
Eurostat corrected |  | Waste | 12.6278 | 0.375 | 0.374 | 0 | 0 | 0.187 | 0 | 0.239 | 0 | 0 | 0.391 | 0 | 0 | 0.122 | 0 | 0.915 | 0 | 0 | 0 | 0 | 0 | 1.798 | 0 | 0 | 0 | 0.092 | 0.66 | 1.9678 | 5.507 | 0 | 0
Eurostat |  | Biomass | 161.0054 | 8.954 | 1.701 | 0 | 0 | 3.411 | 25.167 | 0.162 | 0.102 | 12.744 | 34.745 | 5.988 | 0 | 0.054 | 0.102 | 0.778 | 0.191 | 0 | 0.008 | 0 | 0 | 6.194 | 7.582 | 0.034 | 51.719 | 0.838 | 0.224 | 0 | 0.30739 | 0 | 0
From formulas |  | Total fuel input | 3127.1681 | 92.511 | 27.7455 | 33.1711 | 0 | 122.796 | 475.6257 | 46.7138 | 3.0241 | 352.0469 | 211.1666 | 318.8855 | 18.5404 | 13.6423 | 10.1485 | 271.0673 | 11.3722 | 4.065 | 1.8628 | 0 | 231.3173 | 265.1624 | 62.4974 | 32.148 | 108.2792 | 12.1449 | 32.2415 | 294.4805 | 74.512 | 0 | 0
From formulas |  | Solid | 384.4154 | 5.1975 | 3.7363 | 11.436 | 0 | 76.2931 | 26.282 | 0.16058 | 0.78486 | 3.9772 | 12.512 | 22.8126 | 0 | 0 | 1.7717 | 2.8867 | 0 | 0 | 0 | 0 | 0 | 169.6388 | 0 | 23.373 | 0.31431 | 1.7465 | 12.2341 | 9.2582 | 0 | 0 | 0
From formulas |  | OIL | 343.6353 | 1.4733 | 7.3862 | 7.4164 | 0 | 1.9808 | 37.9304 | 25.1786 | 0 | 37.2614 | 9.389 | 19.5355 | 4.5451 | 0.87283 | 0 | 87.871 | 0 | 0 | 0 | 0 | 16.5945 | 28.2194 | 18.3519 | 1.9146 | 6.1691 | 0.85716 | 7.9398 | 15.8895 | 6.8587 | 0 | 0
From formulas |  | GAS | 1810.73 | 47.2234 | 12.3501 | 13.6009 | 0 | 25.9869 | 354.7192 | 19.0069 | 1.8599 | 284.6412 | 49.6587 | 220.2837 | 8.9953 | 12.0014 | 8.1439 | 148.3619 | 9.7786 | 4.065 | 1.8436 | 0 | 175.2119 | 43.4803 | 30.9226 | 6.3804 | 0.81994 | 4.559 | 9.9696 | 265.9783 | 50.8875 | 0 | 0
From formulas |  | RFG | 80.5994 | 0 | 0 | 0.71786 | 0 | 0 | 2.1684 | 1.8835 | 0 | 0 | 0 | 0.91874 | 0 | 0 | 0 | 30.1802 | 0 | 0 | 0 | 0 | 39.5109 | 0 | 0 | 0.43597 | 0 | 0 | 0.2113 | 0 | 4.5725 | 0 | 0
From formulas |  | Biomass | 479.6243 | 37.0822 | 3.5039 | 0 | 0 | 18.1696 | 54.5256 | 0.1956 | 0.37941 | 26.1671 | 138.0534 | 55.335 | 5 | 0.23566 | 0.23288 | 0.81224 | 1.5936 | 0 | 0.01913 | 0 | 0 | 18.4641 | 13.2229 | 0.043985 | 100.9759 | 4.4894 | 0.47809 | 0 | 0.64463 | 0 | 0
From formulas |  | Waste | 28.1637 | 1.5347 | 0.76905 | 0 | 0 | 0.36565 | 0 | 0.28857 | 0 | 0 | 1.5536 | 0 | 0 | 0.53242 | 0 | 0.95527 | 0 | 0 | 0 | 0 | 0 | 5.3598 | 0 | 0 | 0 | 0.49287 | 1.4087 | 3.3545 | 11.5487 | 0 | 0
From formulas |  | Total fuel input (heat used on site) | 1493.2929 | 69.906 | 14.2525 | 18.5231 | 0 | 54.1141 | 160.6477 | 8.0238 | 2.2111 | 180.5919 | 158.0206 | 164.0835 | 17.5614 | 10.5163 | 5.7035 | 11.4263 | 10.0092 | 0 | 1.0838 | 0 | 155.9053 | 176.2104 | 26.6614 | 7.298 | 52.8152 | 9.8779 | 17.1355 | 121.7337 | 38.9806 | 0 | 0
From formulas |  | Solid | 197.5174 | 3.9275 | 1.9193 | 6.386 | 0 | 37.2751 | 8.877 | 0.027582 | 0.57386 | 2.0402 | 9.363 | 4.4566 | 0 | 0 | 0.99571 | 0.12168 | 0 | 0 | 0 | 0 | 0 | 104.3448 | 0 | 5.306 | 0.15331 | 1.4205 | 6.5021 | 3.8272 | 0 | 0 | 0
From formulas |  | OIL | 111.1397 | 1.1133 | 3.7942 | 4.1414 | 0 | 0.96775 | 12.8114 | 0.18361 | 0 | 1.5814 | 7.026 | 6.1685 | 4.3051 | 0.67283 | 0 | 3.704 | 0 | 0 | 0 | 0 | 11.1845 | 27.1394 | 7.8289 | 0.43465 | 3.0091 | 0.69716 | 4.2198 | 6.5685 | 3.5881 | 0 | 0
From formulas |  | GAS | 829.102 | 35.6844 | 6.3441 | 7.5949 | 0 | 0.93391 | 119.8102 | 7.4059 | 1.3599 | 163.5472 | 37.1607 | 103.6387 | 8.2563 | 9.2514 | 4.5769 | 6.2539 | 8.6066 | 0 | 1.0726 | 0 | 118.0909 | 28.8943 | 13.1916 | 1.4484 | 0.39994 | 3.708 | 5.2986 | 109.9513 | 26.6215 | 0 | 0
From formulas |  | RFG | 32.435 | 0 | 0 | 0.40086 | 0 | 0 | 0.7324 | 0.32352 | 0 | 0 | 0 | 0.47274 | 0 | 0 | 0 | 1.2722 | 0 | 0 | 0 | 0 | 26.6299 | 0 | 0 | 0.098971 | 0 | 0 | 0.1123 | 0 | 2.3921 | 0 | 0
From formulas |  | Biomass | 307.5629 | 28.0212 | 1.7999 | 0 | 0 | 14.7586 | 18.4166 | 0.033596 | 0.27741 | 13.4231 | 103.3084 | 49.347 | 5 | 0.18166 | 0.13088 | 0.034238 | 1.4026 | 0 | 0.01113 | 0 | 0 | 12.2701 | 5.6409 | 0.0099852 | 49.2529 | 3.6514 | 0.25409 | 0 | 0.33723 | 0 | 0
From formulas |  | Waste | 15.5359 | 1.1597 | 0.39505 | 0 | 0 | 0.17865 | 0 | 0.049565 | 0 | 0 | 1.1626 | 0 | 0 | 0.41042 | 0 | 0.040268 | 0 | 0 | 0 | 0 | 0 | 3.5618 | 0 | 0 | 0 | 0.40087 | 0.74867 | 1.3867 | 6.0416 | 0 | 0
|  | CHPAUTOGENSOLID00 | 1492.1689
|  | AF |  | 0.54587 | 0.32826 | 0.70115 | 0 | 0.77751 | 0.33965 | 0.56672 | 0.48982 | 0.9 | 0.52985 | 0.45027 | 0.49781 | 0.34645 | 0.56421 | 0.71469 | 0.9 | 0.41932 | 0.45102 | 0 | 0.87877 | 0.45181 | 0.9 | 0.9 | 0.56749 | 0.52727 | 0.55732 | 0.82691 | 0.9 | 0 | 0
|  | CHPR |  | 3.1885 | 3.2267 | 3.042 | 0 | 1.7586 | 3.4811 | 2.7901 | 4.1005 | 1.3203 | 4.2914 | 4.3194 | 2.4752 | 6.1159 | 2.404 | 2.1466 | 13.4127 | 2.0031 | 4.7101 | 0 | 3.2082 | 6.0828 | 2.2478 | 2.7647 | 4.0001 | 7.5212 | 0.29892 | 1.2287 | 3.4554 | 0 | 0
|  | ELC net capacity in GW | 4.022 | 0.04502 | 0.065899 | 0.083151 | 0 | 0.74148 | 0.44007 | 0.0019904 | 0.0069572 | 0.04831 | 0.11344 | 0.40258 | 0 | 0 | 0.022257 | 0.029671 | 0 | 0 | 0 | 0 | 0 | 1.507 | 0 | 0.20153 | 0.0027472 | 0.011054 | 0.18074 | 0.11808 | 0 | 0 | 0
|  | ELC net efficiency |  | 0.14908 | 0.18255 | 0.16074 | 0 | 0.23826 | 0.17932 | 0.22148 | 0.1369 | 0.34468 | 0.15147 | 0.15115 | 0.2062 | 0.1079 | 0.22348 | 0.23162 | 0.054783 | 0.29766 | 0.15085 | 0 | 0.19762 | 0.11029 | 0.28059 | 0.24468 | 0.15639 | 0.10523 | 0.2596 | 0.33254 | 0.13668 | 0 | 0
|  | Net ELCoutput |  | 0.77487 | 0.68206 | 1.8382 | 0 | 18.1774 | 4.7128 | 0.035565 | 0.10745 | 1.3709 | 1.8952 | 3.4482 | 0 | 0 | 0.39594 | 0.66861 | 0 | 0 | 0 | 0 | 0 | 18.7103 | 0 | 5.7189 | 0.049156 | 0.18378 | 3.176 | 3.0787 | 0 | 0 | 0
|  | Heatoutput | 222.3328 | 2.4707 | 2.2008 | 5.5919 | 0 | 31.9665 | 16.4059 | 0.099229 | 0.44059 | 1.8099 | 8.1332 | 14.8939 | 0 | 0 | 0.95184 | 1.4352 | 0 | 0 | 0 | 0 | 0 | 113.8108 | 0 | 15.811 | 0.19663 | 1.3822 | 0.94939 | 3.783 | 0 | 0 | 0
|  | Fuel Input | 384.4154 | 5.1975 | 3.7363 | 11.436 | 0 | 76.2931 | 26.282 | 0.16058 | 0.78486 | 3.9772 | 12.512 | 22.8126 | 0 | 0 | 1.7717 | 2.8867 | 0 | 0 | 0 | 0 | 0 | 169.6388 | 0 | 23.373 | 0.31431 | 1.7465 | 12.2341 | 9.2582 | 0 | 0 | 0
CHPAUTOGENRFG00
|  | AF |  | 0.54587 | 0.32826 | 0.70115 | 0 | 0.77751 | 0.33965 | 0.56672 | 0.48982 | 0.9 | 0.52985 | 0.45027 | 0.49781 | 0.34645 | 0.56421 | 0.71469 | 0.9 | 0.41932 | 0.45102 | 0 | 0.87877 | 0.45181 | 0.9 | 0.9 | 0.56749 | 0.52727 | 0.55732 | 0.82691 | 0.9 | 0 | 0
|  | CHPR |  | 3.1885 | 3.2267 | 3.042 | 0 | 1.7586 | 3.4811 | 2.7901 | 4.1005 | 1.3203 | 4.2914 | 4.3194 | 2.4752 | 6.1159 | 2.404 | 2.1466 | 13.4127 | 2.0031 | 4.7101 | 0 | 3.2082 | 6.0828 | 2.2478 | 2.7647 | 4.0001 | 7.5212 | 0.29892 | 1.2287 | 3.4554 | 0 | 0
|  | ELC net capacity in GW | 0.69557 | 0 | 0 | 0.0052196 | 0 | 0 | 0.036308 | 0.023345 | 0 | 0 | 0 | 0.0097817 | 0 | 0 | 0 | 0.31021 | 0 | 0 | 0 | 0 | 0.28181 | 0 | 0 | 0.0037592 | 0 | 0 | 0.0031217 | 0 | 0.022023 | 0 | 0
|  | ELC net efficiency |  | 0.14908 | 0.18255 | 0.16074 | 0 | 0.23826 | 0.17932 | 0.22148 | 0.1369 | 0.34468 | 0.15147 | 0.15115 | 0.2062 | 0.1079 | 0.22348 | 0.23162 | 0.054783 | 0.29766 | 0.15085 | 0 | 0.19762 | 0.11029 | 0.28059 | 0.24468 | 0.15639 | 0.10523 | 0.2596 | 0.33254 | 0.13668 | 0 | 0
|  | Net ELCoutput |  | 0 | 0 | 0.11539 | 0 | 0 | 0.38883 | 0.41716 | 0 | 0 | 0 | 0.13887 | 0 | 0 | 0 | 6.9903 | 0 | 0 | 0 | 0 | 7.8082 | 0 | 0 | 0.10667 | 0 | 0 | 0.054854 | 0 | 0.62495 | 0 | 0
|  | Heatoutput | 45.9943 | 0 | 0 | 0.35102 | 0 | 0 | 1.3536 | 1.1639 | 0 | 0 | 0 | 0.59983 | 0 | 0 | 0 | 15.0052 | 0 | 0 | 0 | 0 | 25.05 | 0 | 0 | 0.29492 | 0 | 0 | 0.016397 | 0 | 2.1594 | 0 | 0
|  | Fuel Input | 80.5994 | 0 | 0 | 0.71786 | 0 | 0 | 2.1684 | 1.8835 | 0 | 0 | 0 | 0.91874 | 0 | 0 | 0 | 30.1802 | 0 | 0 | 0 | 0 | 39.5109 | 0 | 0 | 0.43597 | 0 | 0 | 0.2113 | 0 | 4.5725 | 0 | 0
CHPAUTOGENOIL00
|  | AF |  | 0.54587 | 0.32826 | 0.70115 | 0 | 0.77751 | 0.33965 | 0.56672 | 0.48982 | 0.9 | 0.52985 | 0.45027 | 0.49781 | 0.34645 | 0.56421 | 0.71469 | 0.9 | 0.41932 | 0.45102 | 0 | 0.87877 | 0.45181 | 0.9 | 0.9 | 0.56749 | 0.52727 | 0.55732 | 0.82691 | 0.9 | 0 | 0
|  | CHPR |  | 3.1885 | 3.2267 | 3.042 | 0 | 1.7586 | 3.4811 | 2.7901 | 4.1005 | 1.3203 | 4.2914 | 4.3194 | 2.4752 | 6.1159 | 2.404 | 2.1466 | 13.4127 | 2.0031 | 4.7101 | 0 | 3.2082 | 6.0828 | 2.2478 | 2.7647 | 4.0001 | 7.5212 | 0.29892 | 1.2287 | 3.4554 | 0 | 0
|  | ELC net capacity in GW | 4.2187 | 0.012762 | 0.13028 | 0.053924 | 0 | 0.019251 | 0.63511 | 0.37405 | 0 | 0.88988 | 0.085128 | 0.29316 | 0.05971 | 0.0086215 | 0 | 0.90318 | 0 | 0 | 0 | 0 | 0.11836 | 0.024926 | 0.18146 | 0.016509 | 0.05392 | 0.0054255 | 0.1173 | 0.20266 | 0.033035 | 0 | 0
|  | ELC net efficiency |  | 0.14908 | 0.18255 | 0.16074 | 0 | 0.23826 | 0.17932 | 0.22148 | 0.1369 | 0.34468 | 0.15147 | 0.15115 | 0.2062 | 0.1079 | 0.22348 | 0.23162 | 0.054783 | 0.29766 | 0.15085 | 0 | 0.19762 | 0.11029 | 0.28059 | 0.24468 | 0.15639 | 0.10523 | 0.2596 | 0.33254 | 0.13668 | 0 | 0
|  | Net ELCoutput |  | 0.21965 | 1.3484 | 1.1921 | 0 | 0.47193 | 6.8016 | 5.5765 | 0 | 12.8434 | 1.4222 | 2.9528 | 0.9372 | 0.094178 | 0 | 20.3525 | 0 | 0 | 0 | 0 | 3.2794 | 3.1125 | 5.1493 | 0.46848 | 0.9648 | 0.090199 | 2.0612 | 5.2839 | 0.93743 | 0 | 0
|  | Heatoutput | 188.3501 | 0.70035 | 4.3508 | 3.6264 | 0 | 0.82993 | 23.6772 | 15.5586 | 0 | 16.9566 | 6.1032 | 12.7543 | 2.3197 | 0.57598 | 0 | 43.6884 | 0 | 0 | 0 | 0 | 10.521 | 18.9324 | 11.5746 | 1.2952 | 3.8592 | 0.6784 | 0.61614 | 6.4925 | 3.2392 | 0 | 0
|  | Fuel Input | 343.6353 | 1.4733 | 7.3862 | 7.4164 | 0 | 1.9808 | 37.9304 | 25.1786 | 0 | 37.2614 | 9.389 | 19.5355 | 4.5451 | 0.87283 | 0 | 87.871 | 0 | 0 | 0 | 0 | 16.5945 | 28.2194 | 18.3519 | 1.9146 | 6.1691 | 0.85716 | 7.9398 | 15.8895 | 6.8587 | 0 | 0
CHPAUTOGENGAS00
|  | AF |  | 0.54587 | 0.32826 | 0.70115 | 0 | 0.77751 | 0.33965 | 0.56672 | 0.48982 | 0.9 | 0.52985 | 0.45027 | 0.49781 | 0.34645 | 0.56421 | 0.71469 | 0.9 | 0.41932 | 0.45102 | 0 | 0.87877 | 0.45181 | 0.9 | 0.9 | 0.56749 | 0.52727 | 0.55732 | 0.82691 | 0.9 | 0 | 0
|  | CHPR |  | 3.1885 | 3.2267 | 3.042 | 0 | 1.7586 | 3.4811 | 2.7901 | 4.1005 | 1.3203 | 4.2914 | 4.3194 | 2.4752 | 6.1159 | 2.404 | 2.1466 | 13.4127 | 2.0031 | 4.7101 | 0 | 3.2082 | 6.0828 | 2.2478 | 2.7647 | 4.0001 | 7.5212 | 0.29892 | 1.2287 | 3.4554 | 0 | 0
|  | ELC net capacity in GW | 21.1876 | 0.40905 | 0.21783 | 0.098892 | 0 | 0.4761 | 5.9394 | 0.17361 | 0.016486 | 3.0201 | 0.45025 | 2.5583 | 0.18386 | 0.11854 | 0.10231 | 1.5249 | 0.018878 | 0.09152 | 0.019557 | 0 | 1.2497 | 0.33664 | 0.30576 | 0.055015 | 0.0071666 | 0.028857 | 0.14729 | 3.3924 | 0.2451 | 0 | 0
|  | ELC net efficiency |  | 0.14908 | 0.18255 | 0.16074 | 0 | 0.23826 | 0.17932 | 0.22148 | 0.1369 | 0.34468 | 0.15147 | 0.15115 | 0.2062 | 0.1079 | 0.22348 | 0.23162 | 0.054783 | 0.29766 | 0.15085 | 0 | 0.19762 | 0.11029 | 0.28059 | 0.24468 | 0.15639 | 0.10523 | 0.2596 | 0.33254 | 0.13668 | 0 | 0
|  | Net ELCoutput |  | 7.0403 | 2.2545 | 2.1862 | 0 | 6.1916 | 63.6074 | 4.2096 | 0.25461 | 98.1113 | 7.5219 | 33.2962 | 1.8548 | 1.2949 | 1.82 | 34.3633 | 0.5357 | 1.21 | 0.27811 | 0 | 34.6254 | 4.7956 | 8.6765 | 1.5612 | 0.12823 | 0.47974 | 2.5881 | 88.4489 | 6.9551 | 0 | 0
|  | Heatoutput | 990.3576 | 22.4483 | 7.2748 | 6.6505 | 0 | 10.8884 | 221.4251 | 11.7449 | 1.044 | 129.5318 | 32.2799 | 143.8189 | 4.591 | 7.9197 | 4.3753 | 73.7637 | 7.1852 | 2.4237 | 1.31 | 0 | 111.0847 | 29.171 | 19.5029 | 4.3161 | 0.51294 | 3.6082 | 0.77366 | 108.6806 | 24.0325 | 0 | 0
|  | Fuel Input | 1810.73 | 47.2234 | 12.3501 | 13.6009 | 0 | 25.9869 | 354.7192 | 19.0069 | 1.8599 | 284.6412 | 49.6587 | 220.2837 | 8.9953 | 12.0014 | 8.1439 | 148.3619 | 9.7786 | 4.065 | 1.8436 | 0 | 175.2119 | 43.4803 | 30.9226 | 6.3804 | 0.81994 | 4.559 | 9.9696 | 265.9783 | 50.8875 | 0 | 0
CHPAUTOGENBIO00
|  | AF |  | 0.54587 | 0.32826 | 0.70115 | 0 | 0.77751 | 0.33965 | 0.56672 | 0.48982 | 0.9 | 0.52985 | 0.45027 | 0.49781 | 0.34645 | 0.56421 | 0.71469 | 0.9 | 0.41932 | 0.45102 | 0 | 0.87877 | 0.45181 | 0.9 | 0.9 | 0.56749 | 0.52727 | 0.55732 | 0.82691 | 0.9 | 0 | 0
|  | CHPR |  | 3.1885 | 3.2267 | 3.042 | 0 | 1.7586 | 3.4811 | 2.7901 | 4.1005 | 1.3203 | 4.2914 | 4.3194 | 2.4752 | 6.1159 | 2.404 | 2.1466 | 13.4127 | 2.0031 | 4.7101 | 0 | 3.2082 | 6.0828 | 2.2478 | 2.7647 | 4.0001 | 7.5212 | 0.29892 | 1.2287 | 3.4554 | 0 | 0
|  | ELC net capacity in GW | 4.2796 | 0.3212 | 0.061801 | 0 | 0 | 0.064821 | 0.91298 | 0.0024243 | 0.0033632 | 0.31784 | 1.2517 | 0.13133 | 0 | 0.0023278 | 0.0029255 | 0.0083486 | 0.0030765 | 0 | 0.00020293 | 0 | 0 | 0.14296 | 0.13075 | 0.00037926 | 0.88257 | 0.028416 | 0.0070631 | 0 | 0.0031048 | 0 | 0
|  | ELC net efficiency |  | 0.14908 | 0.18255 | 0.16074 | 0 | 0.23826 | 0.17932 | 0.22148 | 0.1369 | 0.34468 | 0.15147 | 0.15115 | 0.2062 | 0.1079 | 0.22348 | 0.23162 | 0.054783 | 0.29766 | 0.15085 | 0 | 0.19762 | 0.11029 | 0.28059 | 0.24468 | 0.15639 | 0.10523 | 0.2596 | 0.33254 | 0.13668 | 0 | 0
|  | Net ELCoutput |  | 5.5284 | 0.63965 | 0 | 0 | 4.329 | 9.7774 | 0.04332 | 0.051941 | 9.0194 | 20.9113 | 8.364 | 1.031 | 0.025428 | 0.052044 | 0.18813 | 0.087302 | 0 | 0.0028858 | 0 | 0 | 2.0365 | 3.7102 | 0.010762 | 15.7918 | 0.47241 | 0.12411 | 0 | 0.088105 | 0 | 0
|  | Heatoutput | 291.6897 | 17.6275 | 2.064 | 0 | 0 | 7.613 | 34.0363 | 0.12087 | 0.21299 | 11.9079 | 89.7394 | 36.1271 | 2.5519 | 0.15551 | 0.12511 | 0.40383 | 1.171 | 0 | 0.013592 | 0 | 0 | 12.3876 | 8.3397 | 0.029754 | 63.1681 | 3.5531 | 0.037101 | 0 | 0.30444 | 0 | 0
|  | Fuel Input | 479.6243 | 37.0822 | 3.5039 | 0 | 0 | 18.1696 | 54.5256 | 0.1956 | 0.37941 | 26.1671 | 138.0534 | 55.335 | 5 | 0.23566 | 0.23288 | 0.81224 | 1.5936 | 0 | 0.01913 | 0 | 0 | 18.4641 | 13.2229 | 0.043985 | 100.9759 | 4.4894 | 0.47809 | 0 | 0.64463 | 0 | 0
CHPAUTOGENWASTE00
|  | AF |  | 0.54587 | 0.32826 | 0.70115 | 0 | 0.77751 | 0.33965 | 0.56672 | 0.48982 | 0.9 | 0.52985 | 0.45027 | 0.49781 | 0.34645 | 0.56421 | 0.71469 | 0.9 | 0.41932 | 0.45102 | 0 | 0.87877 | 0.45181 | 0.9 | 0.9 | 0.56749 | 0.52727 | 0.55732 | 0.82691 | 0.9 | 0 | 0
|  | CHPR |  | 3.1885 | 3.2267 | 3.042 | 0 | 1.7586 | 3.4811 | 2.7901 | 4.1005 | 1.3203 | 4.2914 | 4.3194 | 2.4752 | 6.1159 | 2.404 | 2.1466 | 13.4127 | 2.0031 | 4.7101 | 0 | 3.2082 | 6.0828 | 2.2478 | 2.7647 | 4.0001 | 7.5212 | 0.29892 | 1.2287 | 3.4554 | 0 | 0
|  | ELC net capacity in GW | 0.22699 | 0.013293 | 0.013564 | 0 | 0 | 0.0035537 | 0 | 0.0035766 | 0 | 0 | 0.014086 | 0 | 0 | 0.0052591 | 0 | 0.0098187 | 0 | 0 | 0 | 0 | 0 | 0.041498 | 0 | 0 | 0 | 0.0031197 | 0.020811 | 0.042785 | 0.055623 | 0 | 0
|  | ELC net efficiency |  | 0.14908 | 0.18255 | 0.16074 | 0 | 0.23826 | 0.17932 | 0.22148 | 0.1369 | 0.34468 | 0.15147 | 0.15115 | 0.2062 | 0.1079 | 0.22348 | 0.23162 | 0.054783 | 0.29766 | 0.15085 | 0 | 0.19762 | 0.11029 | 0.28059 | 0.24468 | 0.15639 | 0.10523 | 0.2596 | 0.33254 | 0.13668 | 0 | 0
|  | Net ELCoutput |  | 0.2288 | 0.14039 | 0 | 0 | 0.087118 | 0 | 0.06391 | 0 | 0 | 0.23532 | 0 | 0 | 0.057448 | 0 | 0.22126 | 0 | 0 | 0 | 0 | 0 | 0.59115 | 0 | 0 | 0 | 0.051864 | 0.3657 | 1.1155 | 1.5784 | 0 | 0
|  | Heatoutput | 14.2702 | 0.72953 | 0.45301 | 0 | 0 | 0.1532 | 0 | 0.17831 | 0 | 0 | 1.0099 | 0 | 0 | 0.35135 | 0 | 0.47495 | 0 | 0 | 0 | 0 | 0 | 3.5959 | 0 | 0 | 0 | 0.39008 | 0.10932 | 1.3707 | 5.4541 | 0 | 0
|  | Fuel Input | 28.1637 | 1.5347 | 0.76905 | 0 | 0 | 0.36565 | 0 | 0.28857 | 0 | 0 | 1.5536 | 0 | 0 | 0.53242 | 0 | 0.95527 | 0 | 0 | 0 | 0 | 0 | 5.3598 | 0 | 0 | 0 | 0.49287 | 1.4087 | 3.3545 | 11.5487 | 0 | 0
INDCONSbyProduct |  | Sector allocatiuon of the quantity to be subtracted (Fuel)
INDCONSbyProduct |  | adjustment RFG alloc
INDCONSbyProduct |  | RFG - Refineries | 32.435 | 0 | 0 | 0.40086 | 0 | 0 | 0.7324 | 0.32352 | 0 | 0 | 0 | 0.47274 | 0 | 0 | 0 | 1.2722 | 0 | 0 | 0 | 0 | 26.6299 | 0 | 0 | 0.098971 | 0 | 0 | 0.1123 | 0 | 2.3921 | 0 | 0
INDCONSbyProduct
INDCONSbyProduct |  | SOLID - Chemical | 99.1335 | 1.0048 | 0.29308 | 2.777 | 0 | 36.2996 | 8.877 | 0.027582 | 0 | 2.0402 | 3.851 | 4.4566 | 0 | 0 | 0 | 0.08 | 0 | 0 | 0 | 0 | 0 | 30.121 | 0 | 5.272 | 0.15331 | 0 | 0.489 | 3.3913 | 0 | 0 | 0
INDCONSbyProduct |  | SOLID - Iron and Steel | 16.4494 | 0 | 1.6262 | 1.001 | 0 | 0.97555 | 0 | 0 | 0 | 0 | 0 | 0 | 0 | 0 | 0 | 0.041683 | 0 | 0 | 0 | 0 | 0 | 6.322 | 0 | 0.033954 | 0 | 0 | 6.0131 | 0.43589 | 0 | 0 | 0
INDCONSbyProduct |  | SOLID - Other Industries | 59.6527 | 0 | 0 | 2.608 | 0 | 0 | 0 | 0 | 0.09 | 0 | 0.428 | 0 | 0 | 0 | 0.99571 | 0 | 0 | 0 | 0 | 0 | 0 | 55.509 | 0 | 0 | 0 | 0.022 | 0 | 0 | 0 | 0 | 0
INDCONSbyProduct |  | SOLID - Paper and Printing | 21.798 | 2.9226 | 0 | 0 | 0 | 0 | 0 | 0 | 0 | 0 | 5.084 | 0 | 0 | 0 | 0 | 0 | 0 | 0 | 0 | 0 | 0 | 12.3928 | 0 | 0 | 0 | 1.3985 | 0 | 0 | 0 | 0 | 0
INDCONSbyProduct |  | check solids |  | 0 | 0 | 0 | 0 | 0 | 0 | 0 | 0.48386 | 0 | 0 | 0 | 0 | 0 | 0 | 0 | 0 | 0 | 0 | 0 | 0 | 0 | 0 | 0 | 0 | 0 | 0 | 0 | 0 | 0 | 0
INDCONSbyProduct |  | Biomass - Paper and Printing | 237.9291 | 16.437 | 1.7999 | 0 | 0 | 9.753 | 0 | 0 | 0.083736 | 13.4231 | 103.3084 | 23.232 | 0 | 0.18166 | 0 | 0 | 0 | 0 | 0.01113 | 0 | 0 | 12.2701 | 5.6409 | 0.0099852 | 49.2529 | 1.934 | 0.25409 | 0 | 0.33723 | 0 | 0
INDCONSbyProduct |  | Biomass - Other Industries | 66.9385 | 9.054 | 0 | 0 | 0 | 5.0056 | 18.4166 | 0.033596 | 0.19367 | 0 | 0 | 26.115 | 5 | 0 | 0 | 0 | 1.4026 | 0 | 0 | 0 | 0 | 0 | 0 | 0 | 0 | 1.7174 | 0 | 0 | 0 | 0 | 0
INDCONSbyProduct |  | Biomass - Chemical | 1.353 | 1.353 | 0 | 0 | 0 | 0 | 0 | 0 | 0 | 0 | 0 | 0 | 0 | 0 | 0 | 0 | 0 | 0 | 0 | 0 | 0 | 0 | 0 | 0 | 0 | 0 | 0 | 0 | 0 | 0 | 0
INDCONSbyProduct |  | check biomass |  | 1.1772 | 0 | 0 | 0 | 0 | 0 | 0 | 0 | 0 | 0 | 0 | 0 | 0 | 0.13088 | 0.034238 | 0 | 0 | 0 | 0 | 0 | 0 | 0 | 0 | 0 | 0 | 0 | 0 | 0 | 0 | 0
INDCONSbyProduct |  | Waste - Other Industries | 5.666 | 1.101 | 0 | 0 | 0 | 0.023 | 0 | 0.049565 | 0 | 0 | 0.558 | 0 | 0 | 0.41042 | 0 | 0.040268 | 0 | 0 | 0 | 0 | 0 | 1.708 | 0 | 0 | 0 | 0 | 0.055 | 1.3867 | 0.334 | 0 | 0
INDCONSbyProduct |  | Waste - Paper and Printing | 4.2633 | 0.058688 | 0 | 0 | 0 | 0 | 0 | 0 | 0 | 0 | 0.60457 | 0 | 0 | 0 | 0 | 0 | 0 | 0 | 0 | 0 | 0 | 0.125 | 0 | 0 | 0 | 0 | 0 | 0 | 3.475 | 0 | 0
INDCONSbyProduct |  | Waste - Chemical | 4.6745 | 0 | 0.39505 | 0 | 0 | 0.15565 | 0 | 0 | 0 | 0 | 0 | 0 | 0 | 0 | 0 | 0 | 0 | 0 | 0 | 0 | 0 | 1.7288 | 0 | 0 | 0 | 0.092 | 0.605 | 0 | 1.698 | 0 | 0
INDCONSbyProduct |  | check waste |  | 0 | 0 | 0 | 0 | 0 | 0 | 0 | 0 | 0 | 0 | 0 | 0 | 0 | 0 | 0 | 0 | 0 | 0 | 0 | 0 | 0 | 0 | 0 | 0 | 0.30887 | 0.088671 | 0 | 0.53459 | 0 | 0
INDCONSbyProduct |  | OIL - Refineries | 88.5964 | 1.04 | 3.7942 | 0 | 0 | 0.96775 | 12.8114 | 0.18361 | 0 | 1.5814 | 4.56 | 6.1685 | 4.3051 | 0.67283 | 0 | 3.704 | 0 | 0 | 0 | 0 | 7.56 | 27.1394 | 0 | 0.43465 | 2.385 | 0 | 3.84 | 6.5685 | 0.88 | 0 | 0
INDCONSbyProduct |  | Oil - Other Industries | 22.5433 | 0.073301 | 0 | 4.1414 | 0 | 0 | 0 | 0 | 0 | 0 | 2.466 | 0 | 0 | 0 | 0 | 0 | 0 | 0 | 0 | 0 | 3.6245 | 0 | 7.8289 | 0 | 0.62409 | 0.69716 | 0.37978 | 0 | 2.7081 | 0 | 0
INDCONSbyProduct |  | OIL - Chemical | 0 | 0 | 0 | 0 | 0 | 0 | 0 | 0 | 0 | 0 | 0 | 0 | 0 | 0 | 0 | 0 | 0 | 0 | 0 | 0 | 0 | 0 | 0 | 0 | 0 | 0 | 0 | 0 | 0 | 0 | 0
INDCONSbyProduct |  | check oil |  | 0 | 0 | 0 | 0 | 0 | 0 | 0 | 0 | 0 | 0 | 0 | 0 | 0 | 0 | 0 | 0 | 0 | 0 | 0 | 0 | 0 | 0 | 0 | 0 | 0 | 0 | 0 | 0 | 0 | 0 | For calibration
INDCONSbyProduct |  | adjustment gas alloc between sectors CH |  | 0.2 | 0.29646 | 0.29646 | 0.29646 | 0.29646 | 0.29646 | 0.29646 | 0.29646 | 0.29646 | 1 | 0.29646 | 0.29646 | 0.29646 | 0.29646 | 0.29646 | 0.29646 | 0.29646 | 0.29646 | 0.29646 | 0.29646 | 0.29646 | 0.29646 | 0.29646 | 0.29646 | 0.29646 | 0.29646 | 0.29646 | 0.29646 | 0.29646 | 0.29646 | 0.29646
|  | adjustment gas alloc between sectors REF |  | 0.63078 | 0.63078 | 0.63078 | 0.63078 | 0.63078 | 0.63078 | 0.63078 | 0.63078 | 0.63078 | 1 | 0.63078 | 0.63078 | 0.63078 | 0.63078 | 0.63078 | 0.63078 | 0.63078 | 0.63078 | 0.63078 | 0.63078 | 0.63078 | 0.63078 | 0.63078 | 0.63078 | 0.63078 | 0.63078 | 0.63078 | 0.63078 | 0.63078 | 0.63078 | 0.63078
INDCONSbyProduct |  | adjustment gas alloc between sectors PP |  | 0.50488 | 0.50488 | 0.50488 | 0.50488 | 0.50488 | 0.50488 | 0.50488 | 0.50488 | 0.50488 | 1 | 0.50488 | 0.50488 | 0.50488 | 0.50488 | 0.50488 | 0.50488 | 0.50488 | 0.50488 | 0.50488 | 0.50488 | 0.50488 | 0.50488 | 0.50488 | 0.50488 | 0.50488 | 0.50488 | 0.50488 | 0.50488 | 0.50488 | 0.50488 | 0.50488
INDCONSbyProduct |  | Gas - Chemical | 229.3329 | 7.1369 | 1.8808 | 2.2516 | 0 | 0.27687 | 35.5188 | 2.1955 | 0.113 | 48.485 | 0.75362 | 30.7246 | 2.216 | 2.7426 | 1.3569 | 1.854 | 2.0097 | 0 | 0.318 | 0 | 35.0091 | 8.104 | 2.6796 | 0.4294 | 0.11857 | 1.0993 | 1.5708 | 32.5961 | 7.8922 | 0 | 0
INDCONSbyProduct |  | Gas - Refineries | 99.1629 | 6.7826 | 2.58 | 2.618 | 0 | 0.41445 | 7.218 | 0 | 0 | 0 | 10.574 | 0 | 0 | 4.1056 | 0 | 0 | 0.028 | 0 | 0 | 0 | 31.56 | 13.1141 | 3.326 | 0.64279 | 0 | 0 | 2.3514 | 13.848 | 0 | 0 | 0
INDCONSbyProduct |  | Gas - Paper and Printing | 185.3267 | 10.9887 | 0.95086 | 1.376 | 0 | 0.12248 | 38.9131 | 1.5091 | 0.13002 | 36 | 21.981 | 36.8132 | 0.09967 | 1.2133 | 0.46055 | 2.2214 | 0 | 0 | 0.034876 | 0 | 0.26841 | 2.288 | 0.012954 | 0.18996 | 0.14206 | 1.3171 | 0.6949 | 25.4505 | 2.1486 | 0 | 0
|  | Gas consumption in BY templates |  | AT: 0; CZ: 2.8314; DE: 41.6533; DK: 1.0868; EE: 0.45398; ES: 0; FR: 0; GR: 1.0213; IT: 20.901; LT: 0.064; LV: 0.16712; NL: 19.3926; PT: 1.578; UK: 18.8877; CH: 3.5874
INDCONSbyProduct |  | Gas - Other Industries | 308.7357 | 10.7761 | 0.93246 | 1.3493 | 0 | 0.12011 | 38.1603 | 3.7013 | 1.1168 | 79.0621 | 2.092 | 36.1009 | 5.9406 | 1.1898 | 2.7595 | 2.1785 | 6.5689 | 0 | 0.71977 | 0 | 51.2533 | 5.3882 | 7.1731 | 0.18629 | 0.13931 | 1.2916 | 0.68146 | 38.0568 | 11.797 | 0 | 0
INDCONSbyProduct |  | check gas |  | 0 | 0 | 0 | 0 | 0 | 0 | 0 | 0 | 0 | 1.7601 | 0 | -2.2204e-16 | 0 | 0 | 0 | 0 | 0 | 0 | 0 | 0 | 0 | 0 | 0 | 0 | 0 | 0 | 0 | 4.7838 | 0 | 0
INDCONSbyProduct
INDCONSbyProduct |  | Check (total fuel - allocation) | -9.3021 | -1.1772 | 0 | 0 | 0 | 0 | 0 | 0 | -0.48386 | 0 | -1.7601 | 0 | 0 | 0 | -0.13088 | -0.034238 | 0 | 0 | 0 | 0 | 0 | 0 | 0 | 0 | 0 | -0.30887 | -0.088671 | 0 | -5.3184 | 0 | 0
Heat to be added in Final Consumption (heat used on site)
|  | from Solids | 154.4783 | 2.4525 | 1.4809 | 4.1491 | 0 | 22.0975 | 7.1331 | 0.023153 | 0.4007 | 1.6317 | 7.5045 | 9.4379 | 0 | 0 | 0.75746 | 0.088683 | 0 | 0 | 0 | 0 | 0 | 88.0652 | 0 | 4.8876 | 0.11988 | 1.2737 | 0.13812 | 2.8365 | 0 | 0 | 0
|  | from Oil | 96.9548 | 0.6952 | 2.9276 | 2.6907 | 0 | 0.5737 | 10.2945 | 3.6303 | 0 | 15.2867 | 5.6314 | 8.0821 | 2.3197 | 0.5166 | 0 | 2.6995 | 0 | 0 | 0 | 0 | 9.3013 | 14.6497 | 7.1344 | 0.40038 | 2.353 | 0.62513 | 0.089639 | 4.8682 | 2.185 | 0 | 0
|  | from Gas | 642.4597 | 22.2831 | 4.8951 | 4.9345 | 0 | 7.5268 | 96.2728 | 2.7404 | 0.94953 | 116.7757 | 29.7846 | 91.1351 | 4.591 | 7.1032 | 3.4818 | 4.5579 | 6.7955 | 2.1227 | 0.92395 | 0 | 98.207 | 22.5721 | 12.0213 | 1.3342 | 0.31274 | 3.3249 | 0.11255 | 81.4903 | 16.211 | 0 | 0
|  | from RFG | 26.124 | 0 | 0 | 0.26045 | 0 | 0 | 0.58852 | 0.27157 | 0 | 0 | 0 | 0.3801 | 0 | 0 | 0 | 0.92718 | 0 | 0 | 0 | 0 | 22.146 | 0 | 0 | 0.091167 | 0 | 0 | 0.0023855 | 0 | 1.4566 | 0 | 0
|  | from Biomass | 216.2673 | 17.4978 | 1.3888 | 0 | 0 | 5.2627 | 14.7986 | 0.028201 | 0.1937 | 10.7352 | 82.8024 | 22.893 | 2.5519 | 0.13948 | 0.099563 | 0.024953 | 1.1075 | 0 | 0.009587 | 0 | 0 | 9.5853 | 5.1405 | 0.0091978 | 38.5142 | 3.2741 | 0.0053976 | 0 | 0.20536 | 0 | 0
|  | from Waste | 10.3173 | 0.72417 | 0.30482 | 0 | 0 | 0.10591 | 0 | 0.041605 | 0 | 0 | 0.93181 | 0 | 0 | 0.31512 | 0 | 0.029347 | 0 | 0 | 0 | 0 | 0 | 2.7824 | 0 | 0 | 0 | 0.35945 | 0.015904 | 1.0277 | 3.679 | 0 | 0
|  | Total | 1146.6014 | 43.6527 | 10.9972 | 12.0348 | 0 | 35.5666 | 129.0875 | 6.7352 | 1.5439 | 144.4293 | 126.6547 | 131.9283 | 9.4626 | 8.0744 | 4.3388 | 8.3276 | 7.9029 | 2.1227 | 0.93354 | 0 | 129.6543 | 137.6548 | 24.2962 | 6.7225 | 41.2998 | 8.8573 | 0.364 | 90.2227 | 23.737 | 0 | 0
Heat Allocation by Sector (heat used on site)
|  | Refineries | 168.0629 | 4.9685 | 4.9183 | 1.9614 | 0 | 0.90846 | 16.683 | 0.42569 | 0 | 1.2647 | 12.2666 | 5.3397 | 2.3197 | 3.6689 | 0 | 3.6376 | 0.022108 | 0 | 0 | 0 | 54.6791 | 31.4459 | 3.0309 | 1.0836 | 1.865 | 0 | 0.1346 | 15.1316 | 2.3073 | 0 | 0
|  | Iron and Steel | 7.9982 | 0 | 1.2548 | 0.65037 | 0 | 0.64118 | 0 | 0 | 0 | 0 | 0 | 0 | 0 | 0 | 0 | 0.03047 | 0 | 0 | 0 | 0 | 0 | 4.9387 | 0 | 0.031277 | 0 | 0 | 0.1284 | 0.32306 | 0 | 0 | 0
|  | Chemical | 255.9472 | 6.0305 | 1.9821 | 3.2671 | 0 | 24.1423 | 35.674 | 1.8661 | 0.10101 | 40.4078 | 3.7322 | 28.2868 | 1.194 | 2.1058 | 1.0564 | 1.4138 | 1.5868 | 0 | 0.27391 | 0 | 29.1144 | 31.2117 | 2.4418 | 5.2518 | 0.2126 | 1.1027 | 0.056901 | 26.672 | 6.7625 | 0 | 0
|  | Paper and Printing | 351.3863 | 19.3129 | 2.1225 | 0.89399 | 0 | 6.4907 | 31.2684 | 1.2667 | 0.19107 | 39.5264 | 106.1622 | 48.2782 | 0.053705 | 1.0711 | 0.35858 | 1.6239 | 0 | 0 | 0.039629 | 0 | 0.22322 | 21.1516 | 5.1523 | 0.18418 | 38.6253 | 4.3038 | 0.020264 | 18.8626 | 4.2033 | 0 | 0
|  | Other Industries | 363.2068 | 13.3408 | 0.71948 | 5.2619 | 0 | 3.384 | 45.462 | 3.1767 | 1.2519 | 63.2303 | 4.4936 | 50.0236 | 5.8951 | 1.2287 | 2.9238 | 1.6219 | 6.2941 | 2.1227 | 0.62 | 0 | 45.6377 | 48.9069 | 13.6711 | 0.1716 | 0.59696 | 3.4509 | 0.023835 | 29.2335 | 10.4638 | 0 | 0
|  | Total | 1146.6014 | 43.6527 | 10.9972 | 12.0348 | 0 | 35.5666 | 129.0875 | 6.7352 | 1.5439 | 144.4293 | 126.6547 | 131.9283 | 9.4626 | 8.0744 | 4.3388 | 8.3276 | 7.9029 | 2.1227 | 0.93354 | 0 | 129.6543 | 137.6548 | 24.2962 | 6.7225 | 41.2998 | 8.8573 | 0.364 | 90.2227 | 23.737 | 0 | 0
AUTOPRODUCERS ELECTRICITY PRODUCTION ONLY [EOA]
|  |  |  | AT | BE | BG | CY | CZ | DE | DK | EE | ES | FI | FR | GR | HU | IE | IT | LT | LU | LV | MT | NL | PL | PT | RO | SE | SI | SK | UK | CH | IS | NO
|  | Fuel Input (PJ) | 635.213 | 28.302 | 0.028 | 1.538 | 0 | 8.92 | 207.05 | 0.02 | 0.203 | 18.091 | 11.458 | 96.431 | 0.213 | 0.016 | 0 | 30.017 | 0 | 0 | 0.019 | 0 | 33.038 | 0 | 9.633 | 0.944 | 3.101 | 0.101 | 0.006 | 178.905 | 3.488 | 0 | 3.691
Eurostat |  | Solid Fuels | 158.122 | 0.207 | 0 | 0 | 0 | 6.723 | 110.99 | 0 | 0 | 0 | 0.048 | 6.812 | 0 | 0 | 0 | 1.489 | 0 | 0 | 0 | 0 | 0 | 0 | 0 | 0 | 0 | 0 | 0 | 31.853 | 0 | 0 | 0
Eurostat |  | Oil | 54.318 | 0.12 | 0 | 0.778 | 0 | 1.292 | 19.78 | 0 | 0 | 0 | 0.36 | 9.645 | 0 | 0 | 0 | 19.855 | 0 | 0 | 0 | 0 | 0 | 0 | 0.163 | 0.683 | 0.04 | 0 | 0 | 0.68 | 0.837 | 0 | 0.085
Eurostat |  | Gas | 218.848 | 22.137 | 0 | 0 | 0 | 0.459 | 76.083 | 0 | 0.171 | 1.963 | 7.924 | 33.42 | 0.213 | 0.016 | 0 | 7.135 | 0 | 0 | 0 | 0 | 1.252 | 0 | 0.073 | 0.226 | 3.061 | 0 | 0 | 58.959 | 3.726 | 0 | 2.03
Eurostat |  | Biofuels | 0.019 | 0.019 | 0 | 0 | 0 | 0 | 0 | 0 | 0 | 0 | 0 | 0 | 0 | 0 | 0 | 0 | 0 | 0 | 0 | 0 | 0 | 0 | 0 | 0 | 0 | 0 | 0 | 0 | 0 | 0 | 0
Eurostat |  | Waste (based on the assumption that all non-wood is waste) | 119.309 | 0.982 | 0.019 | 0 | 0 | 0.446 | 0 | 0.02 | 0.016 | 11.215 | 0 | 18.812 | 0 | 0 | 0 | 0.6 | 0 | 0 | 0.019 | 0 | 15.29 | 0 | 4.668 | 0 | 0 | 0.101 | 0.006 | 65.518 | 1.597 | 0 | 0
Eurostat |  | Biomass (wood and wood wastes) | 62.726 | 0 | 35.658 | 0.009 | 0.224 | 0 | 0 | 0 | 0 | 0 | 0 | 4.913 | 0 | 0 | 0.016 | 13.222 | 0 | 0 | 0 | 0 | 0 | 3.737 | 0 | 0.285 | 3.114 | 0.035 | 0 | 0 | 0 | 0 | 1.513
|  | Elec Only Autoproducers Capacity (GW) before iteration [EOA-AFA] | 19.8296 | 0.67252 | 0.004 | 0 | 0.006 | 0.9848 | 0.064 | 0.060002 | 0.0013616 | 2.2048 | 0.55039 | 3.3599 | 0.013432 | 0 | 0.01751 | 2.0538 | 0.040046 | 0.04048 | 0.01324 | 0 | 1.3462 | 0.001 | 0.69403 | 0.3498 | 0.0406 | 0.104 | 0.08768 | 4.612 | 1.429 | 0.031 | 1.048
|  | Thermal | 14.8246 | 0.13252 | 0 | 0 | 0.006 | 0.8298 | 0 | 0.057002 | 0.0003616 | 2.2048 | 0.35539 | 3.0379 | 0.013432 | 0 | 0.01751 | 1.8538 | 0.040046 | 0.01448 | 0.00724 | 0 | 1.1302 | -1.1015e-16 | 0.68803 | 0.3268 | 0.0376 | 0 | 0.05868 | 2.878 | 0.881 | 0.027 | 0.227
|  | Solar | 0.121 | 0 | 0.002 | 0 | 0 | 0 | 0 | 0.003 | 0 | 0 | 0 | 0 | 0 | 0 | 0 | 0 | 0 | 0.024 | 0 | 0 | 0.048 | 0 | 0 | 0 | 0 | 0 | 0 | 0.011 | 0.026 | 0 | 0.007
|  | Wind | 1.796 | 0 | 0.002 | 0 | 0 | 0 | 0 | 0 | 0.001 | 0 | 0 | 0.054 | 0 | 0 | 0 | 0.001 | 0 | 0 | 0 | 0 | 0.168 | 0 | 0 | 0 | 0 | 0 | 0.005 | 1.565 | 0 | 0 | 0
|  | Hydro | 3.088 | 0.54 | 0 | 0 | 0 | 0.155 | 0.064 | 0 | 0 | 0 | 0.195 | 0.268 | 0 | 0 | 0 | 0.199 | 0 | 0.002 | 0.006 | 0 | 0 | 0.001 | 0.006 | 0.023 | 0.003 | 0.104 | 0.024 | 0.158 | 0.522 | 0.004 | 0.814
|  | Elec Only Autoproducers Electricity Net Generation (PJ) | 257.327 | 16.121 | 0.029 | 0.619 | 0.004 | 4.432 | 74.884 | 0.014 | 0.123 | 5.404 | 7.272 | 30.215 | 0.086 | 0.007 | 0 | 6.476 | 0 | 0.083 | 0.04 | 0 | 8.842 | 0.007 | 2.376 | 0.746 | 0.929 | 0.842 | 0.321 | 65.47 | 9.284 | 0.018 | 22.683
|  | Thermal | 192.619 | 11.682 | 0.018 | 0.619 | 0 | 2.452 | 73.584 | 0.007 | 0.119 | 4.054 | 3.708 | 26.899 | 0.086 | 0.007 | 0 | 3.589 | 0 | 0 | 0.004 | 0 | 7.708 | 0 | 2.347 | 0.472 | 0.889 | 0.032 | 0.004 | 51.041 | 0.796 | 0.004 | 2.498
|  | Solar | 0.357 | 0 | 0.004 | 0 | 0.004 | 0 | 0 | 0.007 | 0 | 0.036 | 0 | 0.029 | 0 | 0 | 0 | 0 | 0 | 0.065 | 0 | 0 | 0.115 | 0 | 0 | 0 | 0 | 0 | 0 | 0.029 | 0.068 | 0 | 0
|  | Wind | 11.953 | 0 | 0.007 | 0 | 0 | 0 | 0 | 0 | 0.004 | 0.054 | 0 | 0.382 | 0 | 0 | 0 | 0.011 | 0 | 0 | 0 | 0 | 1.019 | 0 | 0 | 0 | 0 | 0 | 0.022 | 10.454 | 0 | 0 | 0
|  | Hydro | 52.398 | 4.439 | 0 | 0 | 0 | 1.98 | 1.3 | 0 | 0 | 1.26 | 3.564 | 2.905 | 0 | 0 | 0 | 2.876 | 0 | 0.018 | 0.036 | 0 | 0 | 0.007 | 0.029 | 0.274 | 0.04 | 0.81 | 0.295 | 3.946 | 8.42 | 0.014 | 20.185
|  | Elec Only Autoproducers Efficiency (Thermal) |  | 0.41276 | 0.64286 | 0.40247 | 0 | 0.27489 | 0.35539 | 0.35 | 0.58621 | 0.22409 | 0.32362 | 0.27895 | 0.40376 | 0.4375 | 0 | 0.11957 | 0 | 0 | 0.21053 | 0 | 0.23331 | 0 | 0.24364 | 0.5 | 0.28668 | 0.31683 | 0.66667 | 0.2853 | 0.22821 | #DIV/0! | 0.67678
|  | Elec Only Autoproducers AFA |  | 0.76027 | 0.22994 | #DIV/0! | 0.021144 | 0.14273 | 37.1095 | 0.0074001 | 2.865 | 0.077735 | 0.41904 | 0.28522 | 0.20306 | #DIV/0! | 0 | 0.1 | 0 | 0.06503 | 0.095818 | 0 | 0.20832 | 0.22201 | 0.10858 | 0.067638 | 0.72571 | 0.25678 | 0.11611 | 0.45022 | 0.20605 | 0.018416 | 0.68646
Iteration calculation |  | Thermal |  | 2.7959 | #DIV/0! | #DIV/0! | 0 | 0.093718 | #DIV/0! | 0.0038948 | 10.4375 | 0.058316 | 0.33091 | 0.28083 | 0.20306 | #DIV/0! | 0 | 0.061401 | 0 | 0 | 0.017523 | 0 | 0.21631 | 0 | 0.10819 | 0.045807 | 0.74988 | #DIV/0! | 0.002162 | 0.56247 | 0.028656 | 0.0046986 | 0.34901
Iteration calculation |  | Solar |  | 0 | 0.063432 | 0 | #DIV/0! | 0 | 0 | 0.074004 | 0 | #DIV/0! | 0 | #DIV/0! | 0 | 0 | 0 | 0 | 0 | 0.085897 | 0 | 0 | 0.075986 | 0 | 0 | 0 | 0 | 0 | 0 | 0.083614 | 0.082949 | 0 | 0
Iteration calculation |  | Wind |  | 0 | 0.11101 | 0 | 0 | 0 | 0 | 0 | 0.12686 | #DIV/0! | 0 | 0.22436 | 0 | 0 | 0 | 0.34887 | 0 | 0 | 0 | 0 | 0.19237 | 0 | 0 | 0 | 0 | 0 | 0.13955 | 0.21186 | 0 | 0 | 0
Iteration calculation |  | Hydro |  | 0.26072 | 0 | 0 | 0 | 0.40514 | 0.64423 | 0 | 0 | #DIV/0! | 0.57967 | 0.34379 | 0 | 0 | 0 | 0.45837 | 0 | 0.28544 | 0.19029 | 0 | 0 | 0.22201 | 0.15329 | 0.37783 | 0.42288 | 0.24702 | 0.38984 | 0.79209 | 0.51158 | 0.11101 | 0.78647
Extra Capacity for AFA = 0.9
Iteration calculation |  | Thermal | 2.8999 | 0.27916 | 0.00063432 | 0.021813 | 0 | 0 | 2.5931 | 0 | 0.0038319 | 0 | 0 | 0 | 0 | 0.00024668 | 0 | 0 | 0 | 0 | 0 | 0 | 0 | 1.1015e-16 | 0 | 0 | 0 | 0.0011277 | 0 | 0 | 0 | 0 | 0
Iteration calculation |  | Solar | 0.0024315 | 0 | 0 | 0 | 0.00014096 | 0 | 0 | 0 | 0 | 0.0012686 | 0 | 0.001022 | 0 | 0 | 0 | 0 | 0 | 0 | 0 | 0 | 0 | 0 | 0 | 0 | 0 | 0 | 0 | 0 | 0 | 0 | 0
Iteration calculation |  | Wind | 0.0019029 | 0 | 0 | 0 | 0 | 0 | 0 | 0 | 0 | 0.0019029 | 0 | 0 | 0 | 0 | 0 | 0 | 0 | 0 | 0 | 0 | 0 | 0 | 0 | 0 | 0 | 0 | 0 | 0 | 0 | 0 | 0
Iteration calculation |  | Hydro | 0.044402 | 0 | 0 | 0 | 0 | 0 | 0 | 0 | 0 | 0.044402 | 0 | 0 | 0 | 0 | 0 | 0 | 0 | 0 | 0 | 0 | 0 | 0 | 0 | 0 | 0 | 0 | 0 | 0 | 0 | 0 | 0
|  | Elec Only Autoproducers Capacity (GW) adjusted with [EOA-AFA] | 22.7783 | 0.95167 | 0.0046343 | 0.021813 | 0.006141 | 0.9848 | 2.6571 | 0.060002 | 0.0051935 | 2.2524 | 0.55039 | 3.3609 | 0.013432 | 0.00024668 | 0.01751 | 2.0538 | 0.040046 | 0.04048 | 0.01324 | 0 | 1.3462 | 0.001 | 0.69403 | 0.3498 | 0.0406 | 0.10513 | 0.08768 | 4.612 | 1.429 | 0.031 | 1.048
Iteration calculation |  | Thermal | 17.7245 | 0.41167 | 0.00063432 | 0.021813 | 0.006 | 0.8298 | 2.5931 | 0.057002 | 0.0041935 | 2.2048 | 0.35539 | 3.0379 | 0.013432 | 0.00024668 | 0.01751 | 1.8538 | 0.040046 | 0.01448 | 0.00724 | 0 | 1.1302 | 0 | 0.68803 | 0.3268 | 0.0376 | 0.0011277 | 0.05868 | 2.878 | 0.881 | 0.027 | 0.227
Iteration calculation |  | Solar | 0.12343 | 0 | 0.002 | 0 | 0.00014096 | 0 | 0 | 0.003 | 0 | 0.0012686 | 0 | 0.001022 | 0 | 0 | 0 | 0 | 0 | 0.024 | 0 | 0 | 0.048 | 0 | 0 | 0 | 0 | 0 | 0 | 0.011 | 0.026 | 0 | 0.007
Iteration calculation |  | Wind | 1.7979 | 0 | 0.002 | 0 | 0 | 0 | 0 | 0 | 0.001 | 0.0019029 | 0 | 0.054 | 0 | 0 | 0 | 0.001 | 0 | 0 | 0 | 0 | 0.168 | 0 | 0 | 0 | 0 | 0 | 0.005 | 1.565 | 0 | 0 | 0
Iteration calculation |  | Hydro | 3.1324 | 0.54 | 0 | 0 | 0 | 0.155 | 0.064 | 0 | 0 | 0.044402 | 0.195 | 0.268 | 0 | 0 | 0 | 0.199 | 0 | 0.002 | 0.006 | 0 | 0 | 0.001 | 0.006 | 0.023 | 0.003 | 0.104 | 0.024 | 0.158 | 0.522 | 0.004 | 0.814
Elec Only Autoproducers AFA adjusted [EOA-AFA]
Iteration calculation |  | Thermal |  | 0.9 | 0.9 | 0.9 | 0 | 0.093718 | 0.9 | 0.0038948 | 0.9 | 0.058316 | 0.33091 | 0.28083 | 0.20306 | 0.9 | 0 | 0.061401 | 0 | 0 | 0.017523 | 0 | 0.21631 | 0 | 0.10819 | 0.045807 | 0.74988 | 0.9 | 0.002162 | 0.56247 | 0.028656 | 0.0046986 | 0.34901
Iteration calculation |  | Solar |  | 0 | 0.063432 | 0 | 0.9 | 0 | 0 | 0.074004 | 0 | 0.9 | 0 | 0.9 | 0 | 0 | 0 | 0 | 0 | 0.085897 | 0 | 0 | 0.075986 | 0 | 0 | 0 | 0 | 0 | 0 | 0.083614 | 0.082949 | 0 | 0
Iteration calculation |  | Wind |  | 0 | 0.11101 | 0 | 0 | 0 | 0 | 0 | 0.12686 | 0.9 | 0 | 0.22436 | 0 | 0 | 0 | 0.34887 | 0 | 0 | 0 | 0 | 0.19237 | 0 | 0 | 0 | 0 | 0 | 0.13955 | 0.21186 | 0 | 0 | 0
Iteration calculation |  | Hydro |  | 0.26072 | 0 | 0 | 0 | 0.40514 | 0.64423 | 0 | 0 | 0.9 | 0.57967 | 0.34379 | 0 | 0 | 0 | 0.45837 | 0 | 0.28544 | 0.19029 | 0 | 0 | 0.22201 | 0.15329 | 0.37783 | 0.42288 | 0.24702 | 0.38984 | 0.79209 | 0.51158 | 0.11101 | 0.78647
|  | Elec Only Autoproducers Capacity (GW) adjusted with [EOA-AFA and final CHP] | 27.4244 | 1.4917 | 0.0086343 | 0.021813 | 0.006141 | 1.1398 | 2.7211 | 0.063002 | 0.0061935 | 2.2524 | 0.74539 | 3.6829 | 0.013432 | 0.00024668 | 0.01751 | 2.2538 | 0.040046 | 0.06648 | 0.01924 | 0 | 1.5622 | 0.002 | 0.70003 | 0.3728 | 0.0436 | 0.20913 | 0.11668 | 6.346 | 1.6181 | 0.035 | 1.869
|  | Thermal | 22.3707 | 0.95167 | 0.0046343 | 0.021813 | 0.006 | 0.9848 | 2.6571 | 0.060002 | 0.0051935 | 2.2048 | 0.55039 | 3.3599 | 0.013432 | 0.00024668 | 0.01751 | 2.0538 | 0.040046 | 0.04048 | 0.01324 | 0 | 1.3462 | 0.001 | 0.69403 | 0.3498 | 0.0406 | 0.10513 | 0.08768 | 4.612 | 1.0701 | 0.031 | 1.048
|  | Solar | 0.12343 | 0 | 0.002 | 0 | 0.00014096 | 0 | 0 | 0.003 | 0 | 0.0012686 | 0 | 0.001022 | 0 | 0 | 0 | 0 | 0 | 0.024 | 0 | 0 | 0.048 | 0 | 0 | 0 | 0 | 0 | 0 | 0.011 | 0.026 | 0 | 0.007
|  | Wind | 1.7979 | 0 | 0.002 | 0 | 0 | 0 | 0 | 0 | 0.001 | 0.0019029 | 0 | 0.054 | 0 | 0 | 0 | 0.001 | 0 | 0 | 0 | 0 | 0.168 | 0 | 0 | 0 | 0 | 0 | 0.005 | 1.565 | 0 | 0 | 0
|  | Hydro | 3.1324 | 0.54 | 0 | 0 | 0 | 0.155 | 0.064 | 0 | 0 | 0.044402 | 0.195 | 0.268 | 0 | 0 | 0 | 0.199 | 0 | 0.002 | 0.006 | 0 | 0 | 0.001 | 0.006 | 0.023 | 0.003 | 0.104 | 0.024 | 0.158 | 0.522 | 0.004 | 0.814
|  |  | check | 0.95167 | 0.0046343 | 0.021813 | 0.006 | 0.9848 | 2.6571 | 0.060002 | 0.0051935 | 2.2048 | 0.55039 | 3.3599 | 0.013432 | 0.00024668 | 0.01751 | 2.0538 | 0.040046 | 0 | 0.01324 | 0 | 1.3462 | 0.001 | 0.69403 | 0.3498 | 0.0406 | 0.10513 | 0.08768 | 4.612 | 1.0701 | 0 | 1.048
Elec Only Autoproducers AFA adjusted with [EOA-AFA and final CHP]
|  | Thermal |  | 0.38932 | 0.12319 | 0.9 | 0 | 0.078968 | 0.87832 | 0.0037 | 0.72671 | 0.058316 | 0.21367 | 0.25391 | 0.20306 | 0.9 | 0 | 0.055422 | 0 | 0 | 0.0095818 | 0 | 0.1816 | 0 | 0.10725 | 0.042795 | 0.69447 | 0.009654 | 0.0014469 | 0.351 | 0.023592 | 0.0040924 | 0.075597
|  | Solar |  | 0 | 0.063432 | 0 | 0.9 | 0 | 0 | 0.074004 | 0 | 0.9 | 0 | 0.9 | 0 | 0 | 0 | 0 | 0 | 0.085897 | 0 | 0 | 0.075986 | 0 | 0 | 0 | 0 | 0 | 0 | 0.083614 | 0.082949 | 0 | 0
|  | Wind |  | 0 | 0.11101 | 0 | 0 | 0 | 0 | 0 | 0.12686 | 0.9 | 0 | 0.22436 | 0 | 0 | 0 | 0.34887 | 0 | 0 | 0 | 0 | 0.19237 | 0 | 0 | 0 | 0 | 0 | 0.13955 | 0.21186 | 0 | 0 | 0
|  | Hydro |  | 0.26072 | 0 | 0 | 0 | 0.40514 | 0.64423 | 0 | 0 | 0.9 | 0.57967 | 0.34379 | 0 | 0 | 0 | 0.45837 | 0 | 0.28544 | 0.19029 | 0 | 0 | 0.22201 | 0.15329 | 0.37783 | 0.42288 | 0.24702 | 0.38984 | 0.79209 | 0.51158 | 0.11101 | 0.78647
|  | Minimun Autoproducers Elec Only Capacity |  | 0.54 | 0.004 | 0 | 0 | 0.155 | 0.064 | 0.003 | 0.001 | 0 | 0.195 | 0.322 | 0 | 0 | 0 | 0.2 | 0 | 0.026 | 0.006 | 0 | 0.216 | 0.001 | 0.006 | 0.023 | 0.003 | 0.104 | 0.029 | 1.734 | 0.548 | 0.004 | 0.821
|  | Extra Capacity for Elec Only |  | 0.54 | 0.004 | 0 | 0 | 0.155 | 0.064 | 0.003 | 0.001 | 0 | 0.195 | 0.322 | 0 | 0 | 0 | 0.2 | 0 | 0.026 | 0.006 | 0 | 0.216 | 0.001 | 0.006 | 0.023 | 0.003 | 0.104 | 0.029 | 1.734 | 0.548 | 0.004 | 0.821
|  | Maximun Autoproducers CHP capacity (considering Only Elec AFA) |  | 1.213 | 0.49 | 0.263 | 0.006 | 2.135 | 10.557 | 0.636 | 0.031 | 6.481 | 2.27 | 6.433 | 0.257 | 0.135 | 0.145 | 4.64 | 0.062 | 0.106 | 0.027 | 0 | 2.78 | 2.053 | 1.306 | 0.604 | 0.984 | 0.078 | 0.535 | 6.634 | 0.881 | 0.027 | 0.227
Electricity Only Autoproducers Allocation by fuel
|  | Fuel consumption | 613.323 | 23.446 | 35.677 | 0.787 | 0.224 | 8.92 | 206.853 | 0.02 | 0.187 | 13.178 | 8.332 | 73.602 | 0.213 | 0.016 | 0.016 | 42.301 | 0 | 0 | 0.019 | 0 | 16.542 | 3.737 | 4.904 | 1.194 | 6.215 | 0.136 | 0.006 | 157.01 | 6.16 | 0 | 3.628
Eurostat |  | Solid | 158.122 | 0.207 | 0 | 0 | 0 | 6.723 | 110.99 | 0 | 0 | 0 | 0.048 | 6.812 | 0 | 0 | 0 | 1.489 | 0 | 0 | 0 | 0 | 0 | 0 | 0 | 0 | 0 | 0 | 0 | 31.853 | 0 | 0 | 0
Eurostat |  | RFG | 4.17 | 0 | 0 | 0.09 | 0 | 0 | 4.03 | 0 | 0 | 0 | 0 | 0 | 0 | 0 | 0 | 0.05 | 0 | 0 | 0 | 0 | 0 | 0 | 0 | 0 | 0 | 0 | 0 | 0 | 0 | 0 | 0
Eurostat |  | OIL | 50.148 | 0.12 | 0 | 0.688 | 0 | 1.292 | 15.75 | 0 | 0 | 0 | 0.36 | 9.645 | 0 | 0 | 0 | 19.805 | 0 | 0 | 0 | 0 | 0 | 0 | 0.163 | 0.683 | 0.04 | 0 | 0 | 0.68 | 0.837 | 0 | 0.085
Eurostat |  | GAS | 91.594 | 8.931 | 0 | 0 | 0 | 0.459 | 30.915 | 0 | 0.007 | 0 | 0.267 | 20.415 | 0.213 | 0.016 | 0 | 2.68 | 0 | 0 | 0 | 0 | 1.252 | 0 | 0.073 | 0.226 | 0 | 0 | 0 | 20.384 | 3.726 | 0 | 2.03
Eurostat |  | Derived Gas | 127.254 | 13.206 | 0 | 0 | 0 | 0 | 45.168 | 0 | 0.164 | 1.963 | 7.657 | 13.005 | 0 | 0 | 0 | 4.455 | 0 | 0 | 0 | 0 | 0 | 0 | 0 | 0 | 3.061 | 0 | 0 | 38.575 | 0 | 0 | 0
Eurostat |  | Biomass | 62.726 | 0 | 35.658 | 0.009 | 0.224 | 0 | 0 | 0 | 0 | 0 | 0 | 4.913 | 0 | 0 | 0.016 | 13.222 | 0 | 0 | 0 | 0 | 0 | 3.737 | 0 | 0.285 | 3.114 | 0.035 | 0 | 0 | 0 | 0 | 1.513
Eurostat |  | Waste | 119.309 | 0.982 | 0.019 | 0 | 0 | 0.446 | 0 | 0.02 | 0.016 | 11.215 | 0 | 18.812 | 0 | 0 | 0 | 0.6 | 0 | 0 | 0.019 | 0 | 15.29 | 0 | 4.668 | 0 | 0 | 0.101 | 0.006 | 65.518 | 1.597 | 0 | 0
EAUTOGENSOLID00
|  | AF |  | 0.38932 | 0.12319 | 0.9 | 0 | 0.078968 | 0.87832 | 0.0037 | 0.72671 | 0.058316 | 0.21367 | 0.25391 | 0.20306 | 0.9 | 0 | 0.055422 | 0 | 0 | 0.0095818 | 0 | 0.1816 | 0 | 0.10725 | 0.042795 | 0.69447 | 0.009654 | 0.0014469 | 0.351 | 0.023592 | 0.0040924 | 0.075597
|  | ELC net capacity in GW | 3.4984 | 0.0084021 | 0 | 0 | 0 | 0.74224 | 1.4257 | 0 | 0 | 0 | 0.0031708 | 0.31096 | 0 | 0 | 0 | 0.072295 | 0 | 0 | 0 | 0 | 0 | 0 | 0 | 0 | 0 | 0 | 0 | 0.93566 | 0 | 0 | 0
|  | Net efficiency |  | 0.41276 | 0.64286 | 0.40247 | 0 | 0.27489 | 0.35539 | 0.35 | 0.58621 | 0.22409 | 0.32362 | 0.27895 | 0.40376 | 0.4375 | 0 | 0.11957 | 0 | 0 | 0.21053 | 0 | 0.23331 | 0 | 0.24364 | 0.5 | 0.28668 | 0.31683 | 0.66667 | 0.2853 | 0.22821 | #DIV/0! | 0.67678
|  | Net ELCoutput | #DIV/0! | 0.085442 | 0 | 0 | 0 | 1.8481 | 39.445 | 0 | 0 | 0 | 0.015534 | 1.9002 | 0 | 0 | 0 | 0.17803 | 0 | 0 | 0 | 0 | 0 | 0 | 0 | 0 | 0 | 0 | 0 | 9.0876 | 0 | #DIV/0! | 0
|  | Fuel Input | 158.122 | 0.207 | 0 | 0 | 0 | 6.723 | 110.99 | 0 | 0 | 0 | 0.048 | 6.812 | 0 | 0 | 0 | 1.489 | 0 | 0 | 0 | 0 | 0 | 0 | 0 | 0 | 0 | 0 | 0 | 31.853 | 0 | 0 | 0
EAUTOGENRFGD00
|  | AF |  | 0.38932 | 0.12319 | 0.9 | 0 | 0.078968 | 0.87832 | 0.0037 | 0.72671 | 0.058316 | 0.21367 | 0.25391 | 0.20306 | 0.9 | 0 | 0.055422 | 0 | 0 | 0.0095818 | 0 | 0.1816 | 0 | 0.10725 | 0.042795 | 0.69447 | 0.009654 | 0.0014469 | 0.351 | 0.023592 | 0.0040924 | 0.075597
|  | ELC net capacity in GW | 0.056689 | 0 | 0 | 0.0024945 | 0 | 0 | 0.051767 | 0 | 0 | 0 | 0 | 0 | 0 | 0 | 0 | 0.0024276 | 0 | 0 | 0 | 0 | 0 | 0 | 0 | 0 | 0 | 0 | 0 | 0 | 0 | 0 | 0
|  | Net efficiency |  | 0.41276 | 0.64286 | 0.40247 | 0 | 0.27489 | 0.35539 | 0.35 | 0.58621 | 0.22409 | 0.32362 | 0.27895 | 0.40376 | 0.4375 | 0 | 0.11957 | 0 | 0 | 0.21053 | 0 | 0.23331 | 0 | 0.24364 | 0.5 | 0.28668 | 0.31683 | 0.66667 | 0.2853 | 0.22821 | #DIV/0! | 0.67678
|  | Net ELCoutput | #DIV/0! | 0 | 0 | 0.036222 | 0 | 0 | 1.4322 | 0 | 0 | 0 | 0 | 0 | 0 | 0 | 0 | 0.0059783 | 0 | 0 | 0 | 0 | 0 | 0 | 0 | 0 | 0 | 0 | 0 | 0 | 0 | #DIV/0! | 0
|  | Fuel Input | 4.17 | 0 | 0 | 0.09 | 0 | 0 | 4.03 | 0 | 0 | 0 | 0 | 0 | 0 | 0 | 0 | 0.05 | 0 | 0 | 0 | 0 | 0 | 0 | 0 | 0 | 0 | 0 | 0 | 0 | 0 | 0 | 0
EAUTOGENOIL00
|  | AF |  | 0.38932 | 0.12319 | 0.9 | 0 | 0.078968 | 0.87832 | 0.0037 | 0.72671 | 0.058316 | 0.21367 | 0.25391 | 0.20306 | 0.9 | 0 | 0.055422 | 0 | 0 | 0.0095818 | 0 | 0.1816 | 0 | 0.10725 | 0.042795 | 0.69447 | 0.009654 | 0.0014469 | 0.351 | 0.023592 | 0.0040924 | 0.075597
|  | ELC net capacity in GW | 2.2079 | 0.0048708 | 0 | 0.019069 | 0 | 0.14264 | 0.20231 | 0 | 0 | 0 | 0.023781 | 0.44029 | 0 | 0 | 0 | 0.96159 | 0 | 0 | 0 | 0 | 0 | 0 | 0.023068 | 0.2001 | 0.0002613 | 0 | 0 | 0.019974 | 0.1454 | 0 | 0.024553
|  | Net efficiency |  | 0.41276 | 0.64286 | 0.40247 | 0 | 0.27489 | 0.35539 | 0.35 | 0.58621 | 0.22409 | 0.32362 | 0.27895 | 0.40376 | 0.4375 | 0 | 0.11957 | 0 | 0 | 0.21053 | 0 | 0.23331 | 0 | 0.24364 | 0.5 | 0.28668 | 0.31683 | 0.66667 | 0.2853 | 0.22821 | #DIV/0! | 0.67678
|  | Net ELCoutput | #DIV/0! | 0.049531 | 0 | 0.2769 | 0 | 0.35516 | 5.5974 | 0 | 0 | 0 | 0.1165 | 2.6904 | 0 | 0 | 0 | 2.368 | 0 | 0 | 0 | 0 | 0 | 0 | 0.039714 | 0.3415 | 0.011467 | 0 | 0 | 0.194 | 0.19101 | #DIV/0! | 0.057526
|  | Fuel Input | 50.148 | 0.12 | 0 | 0.688 | 0 | 1.292 | 15.75 | 0 | 0 | 0 | 0.36 | 9.645 | 0 | 0 | 0 | 19.805 | 0 | 0 | 0 | 0 | 0 | 0 | 0.163 | 0.683 | 0.04 | 0 | 0 | 0.68 | 0.837 | 0 | 0.085
EAUTOGENGAS00
|  | AF |  | 0.38932 | 0.12319 | 0.9 | 0 | 0.078968 | 0.87832 | 0.0037 | 0.72671 | 0.058316 | 0.21367 | 0.25391 | 0.20306 | 0.9 | 0 | 0.055422 | 0 | 0 | 0.0095818 | 0 | 0.1816 | 0 | 0.10725 | 0.042795 | 0.69447 | 0.009654 | 0.0014469 | 0.351 | 0.023592 | 0.0040924 | 0.075597
|  | ELC net capacity in GW | 7.8729 | 0.89854 | 0 | 0 | 0 | 0.050675 | 0.97731 | 0 | 0.0047492 | 0.32843 | 0.52344 | 1.5256 | 0.013432 | 0.00024668 | 0 | 0.34643 | 0.040046 | 0 | 0 | 0 | 0.10189 | 0 | 0.010331 | 0.066211 | 0.019996 | 0 | 0 | 1.7319 | 0.64728 | 0 | 0.58639
|  | Net efficiency |  | 0.41276 | 0.64286 | 0.40247 | 0 | 0.27489 | 0.35539 | 0.35 | 0.58621 | 0.22409 | 0.32362 | 0.27895 | 0.40376 | 0.4375 | 0 | 0.11957 | 0 | 0 | 0.21053 | 0 | 0.23331 | 0 | 0.24364 | 0.5 | 0.28668 | 0.31683 | 0.66667 | 0.2853 | 0.22821 | #DIV/0! | 0.67678
|  | Net ELCoutput | #DIV/0! | 9.1373 | 0 | 0 | 0 | 0.12617 | 27.0393 | 0 | 0.10024 | 0.43989 | 2.5643 | 9.3224 | 0.086 | 0.007 | 0 | 0.8531 | 0 | 0 | 0 | 0 | 0.2921 | 0 | 0.017786 | 0.113 | 0.87753 | 0 | 0 | 16.8208 | 0.85031 | #DIV/0! | 1.3739
|  | Fuel Input | 218.848 | 22.137 | 0 | 0 | 0 | 0.459 | 76.083 | 0 | 0.171 | 1.963 | 7.924 | 33.42 | 0.213 | 0.016 | 0 | 7.135 | 0 | 0 | 0 | 0 | 1.252 | 0 | 0.073 | 0.226 | 3.061 | 0 | 0 | 58.959 | 3.726 | 0 | 2.03
EAUTOGENBIO00
|  | AF |  | 0.38932 | 0.12319 | 0.9 | 0 | 0.078968 | 0.87832 | 0.0037 | 0.72671 | 0.058316 | 0.21367 | 0.25391 | 0.20306 | 0.9 | 0 | 0.055422 | 0 | 0 | 0.0095818 | 0 | 0.1816 | 0 | 0.10725 | 0.042795 | 0.69447 | 0.009654 | 0.0014469 | 0.351 | 0.023592 | 0.0040924 | 0.075597
|  | ELC net capacity in GW | 1.4636 | 0 | 0.0046318 | 0.00024945 | 0.006 | 0 | 0 | 0 | 0 | 0 | 0 | 0.22428 | 0 | 0 | 0.01751 | 0.64197 | 0 | 0 | 0 | 0 | 0 | 0.001 | 0 | 0.083496 | 0.020342 | 0.027055 | 0 | 0 | 0 | 0 | 0.43705
|  | Net efficiency |  | 0.41276 | 0.64286 | 0.40247 | 0 | 0.27489 | 0.35539 | 0.35 | 0.58621 | 0.22409 | 0.32362 | 0.27895 | 0.40376 | 0.4375 | 0 | 0.11957 | 0 | 0 | 0.21053 | 0 | 0.23331 | 0 | 0.24364 | 0.5 | 0.28668 | 0.31683 | 0.66667 | 0.2853 | 0.22821 | #DIV/0! | 0.67678
|  | Net ELCoutput | #DIV/0! | 0 | 22.923 | 0.0036222 | 0 | 0 | 0 | 0 | 0 | 0 | 0 | 1.3705 | 0 | 0 | 0 | 1.5809 | 0 | 0 | 0 | 0 | 0 | 0 | 0 | 0.1425 | 0.89273 | 0.011089 | 0 | 0 | 0 | #DIV/0! | 1.024
|  | Fuel Input | 62.726 | 0 | 35.658 | 0.009 | 0.224 | 0 | 0 | 0 | 0 | 0 | 0 | 4.913 | 0 | 0 | 0.016 | 13.222 | 0 | 0 | 0 | 0 | 0 | 3.737 | 0 | 0.285 | 3.114 | 0.035 | 0 | 0 | 0 | 0 | 1.513
EAUTOGENWASTE00
|  | AF |  | 0.38932 | 0.12319 | 0.9 | 0 | 0.078968 | 0.87832 | 0.0037 | 0.72671 | 0.058316 | 0.21367 | 0.25391 | 0.20306 | 0.9 | 0 | 0.055422 | 0 | 0 | 0.0095818 | 0 | 0.1816 | 0 | 0.10725 | 0.042795 | 0.69447 | 0.009654 | 0.0014469 | 0.351 | 0.023592 | 0.0040924 | 0.075597
|  | ELC net capacity in GW | 7.1997 | 0.039859 | 2.468e-06 | 0 | 0 | 0.04924 | 0 | 0.060002 | 0.00044437 | 1.8764 | 0 | 0.85876 | 0 | 0 | 0 | 0.029132 | 0 | 0 | 0.01324 | 0 | 1.2443 | 0 | 0.66064 | 0 | 0 | 0.078073 | 0.08768 | 1.9245 | 0.27743 | 0 | 0
|  | Net efficiency |  | 0.41276 | 0.64286 | 0.40247 | 0 | 0.27489 | 0.35539 | 0.35 | 0.58621 | 0.22409 | 0.32362 | 0.27895 | 0.40376 | 0.4375 | 0 | 0.11957 | 0 | 0 | 0.21053 | 0 | 0.23331 | 0 | 0.24364 | 0.5 | 0.28668 | 0.31683 | 0.66667 | 0.2853 | 0.22821 | #DIV/0! | 0.67678
|  | Net ELCoutput | #DIV/0! | 0.40533 | 0.012214 | 0 | 0 | 0.1226 | 0 | 0.007 | 0.0093793 | 2.5132 | 0 | 5.2475 | 0 | 0 | 0 | 0.071739 | 0 | 0 | 0.004 | 0 | 3.5673 | 0 | 1.1373 | 0 | 0 | 0.032 | 0.004 | 18.6921 | 0.36445 | #DIV/0! | 0
|  | Fuel Input | 119.309 | 0.982 | 0.019 | 0 | 0 | 0.446 | 0 | 0.02 | 0.016 | 11.215 | 0 | 18.812 | 0 | 0 | 0 | 0.6 | 0 | 0 | 0.019 | 0 | 15.29 | 0 | 4.668 | 0 | 0 | 0.101 | 0.006 | 65.518 | 1.597 | 0 | 0
No data from 2002 for NO/IS/CH
Note on C6: NIJS Wouter (JRC-PETTEN): Net installed capacity - autoproducer power plants (Code 117622) Net installed capacity - autoproducer power plants cover the net installed electrical capacity of autoproducer power stations. The net capacity is the maximum power assumed to be solely active power that can be supplied, continuously, with all plant running, at the point of outlet to the network. Autoproducer power plants generate electricity wholly or partly for their use as an activity, which supports their primary activity.
Note on C96: NIJS Wouter (JRC-PETTEN): Heat sold= Fuel Input (ele + heat sold)/Total Fuel Input * (ele Generation + Heat) – Ele Generation
Note on C104: UBIETO UDINA Ernesto (JRC-PETTEN): Increasing rate based on growth rate of heat production
Note on AD115: NIJS Wouter (JRC-PETTEN): otherwise too much coal CHP in steel.
Note on C122: UBIETO UDINA Ernesto (JRC-PETTEN): Extrapolation of the 2002 Autoproducers CHP data in line with electricity output growth 2002-05
Note on C124: NIJS Wouter (JRC-PETTEN): Is lower than total electricity capacity Autoproducer: OK !
Note on C127: vanrede: allocated as electricity production
Note on D167: UBIETO UDINA Ernesto (JRC-PETTEN): This is because of smaller errors for oil in DK for example as final consumption in the industrial sectors is too low
Note on D169: UBIETO UDINA Ernesto (JRC-PETTEN): via solver
Note on D178: Justé Annelies: Biofuels is not used
Note on Z261: Maurizio Gargiulo: No RFG consumption in the SUP sector for PT
Note on C284: NIJS Wouter (JRC-PETTEN): From BREF refineries (draft 2012): Cogeneration plants (CHP) These systems are designed for the co-production of heat and power. The fuel for this type of facility is usually natural gas. It is, however, also possible to fire refinery gas as part of the fuel slate, thus potentially reducing the amount of refinery gas available for combustion in boilers and furnaces.
Note on F335: UBIETO UDINA Ernesto (JRC-PETTEN): High end efficiency because we do not include heat consuming autoproducers (Belgium has high heat consumption as an exception)
Note on U379: Justé Annelies: No fuel input but capacity

## INDCONSby Product
|  | EU27 | Austria | Belgium | Bulgaria | Cyprus | Czech Republic | Germany (including ex-GDR from 1991) | Denmark | Estonia | Spain | Finland | France | Greece | Hungary | Ireland | Italy | Lithuania | Luxembourg (Grand-Duché) | Latvia | Malta | Netherlands | Poland | Portugal | Romania | Sweden | Slovenia | Slovakia | United Kingdom | Switzerland | Iceland | Norway
Total | Hard Coal & Patent Fuels | 838.2184 | 7.4088 | 24.6405 | 11.559 | 1.488 | 29.1849 | 156.201 | 7.977 | 0.325 | 35.07 | 7.039 | 120.8949 | 14.347 | 4.575 | 6.849 | 69.126 | 3.39 | 3.252 | 0.917 | 0 | 44.443 | 137.068 | 0.51 | 15.786 | 26.457 | 2.464 | 30.835 | 76.4113 | 5.143 | 3.282 | 19.417
| Lignite & Derivatives | 124.0803 | 0.61 | 3.4026 | 1.076 | 0 | 40.8187 | 54.106 | 0 | 2.466 | 0 | 9.832 | 0 | 3.765 | 0.036 | 0 | 0.084 | 0.015 | 0.141 | 0 | 0 | 0.56 | 0.136 | 0 | 4.679 | 0.248 | 0 | 2.105 | 0 | 0.784 | 0 | 0
| Refinery Gas | 1120.292 | 16.88 | 22.671 | 10.692 | 0 | 6.089 | 204.238 | 13.118 | 0 | 105.386 | 20.691 | 110.88 | 21.929 | 8.366 | 4.505 | 116.82 | 15.444 | 0 | 0 | 0 | 192.506 | 28.612 | 0 | 37.175 | 24.206 | 0 | 20.147 | 139.937 | 11.93 | 0 | 20.097
| Gas / Diesel Oil | 613.5027 | 14.784 | 12.055 | 3.409 | 2.002 | 4.686 | 94.87 | 16.3087 | 2.13 | 72.421 | 24.878 | 54.444 | 18.701 | 1.535 | 8.146 | 32.758 | 1.576 | 2.641 | 1.407 | 0 | 7.157 | 22.579 | 15.762 | 15.78 | 18.104 | 4.729 | 5.533 | 155.107 | 31.012 | 3.664 | 13.419
| Residual Fuel Oil | 953.9215 | 10.64 | 44.12 | 8.2 | 0.8 | 17.76 | 141.88 | 6.6205 | 1.64 | 47.04 | 36.76 | 91.36 | 44.36 | 4.8 | 20.741 | 203.04 | 8.56 | 0.08 | 0.48 | 0 | 8.28 | 58.64 | 15.16 | 18 | 37.88 | 2.36 | 13.88 | 110.84 | 5.36 | 1.4 | 8.76
| Wood & Wood Waste | 710.2557 | 26.925 | 17.734 | 3.942 | 0.038 | 16.019 | 59.765 | 3.597 | 5.4507 | 56.561 | 139.794 | 68.364 | 10.188 | 3.23 | 6.676 | 8.3 | 4.233 | 0 | 5.2 | 0 | 3.733 | 31.02 | 56.138 | 10.28 | 148.673 | 4.733 | 16.331 | 3.331 | 10.1 | 0 | 15.532
| MSW | 5.1628 | 0 | 0 | 0 | 0 | 0.014 | 0 | 1.239 | 0 | 0 | 1.225 | 0 | 0 | 0 | 0 | 0 | 0 | 0 | 0 | 0 | 0 | 0.717 | 0 | 0 | 0 | 0 | 0 | 1.9678 | 0 | 0 | 1.392
| Industrial Wastes | 117.522 | 10.04 | 77.561 | 2.271 | 0.138 | 4.621 | 0 | 0 | 0 | 0 | 0.301 | 0 | 0 | 1.196 | 0 | 2.6 | 0 | 0 | 0.183 | 0 | 0 | 13.529 | 0 | 3.39 | 0 | 0.516 | 1.176 | 0 | 10.475 | 0 | 0
| Natural Gas | 4209.615 | 106.8266 | 169.962 | 37.365 | 0 | 106.1874 | 729.208 | 29.9338 | 4.58 | 547.7045 | 40.6776 | 406.808 | 17.822 | 67.435 | 22.0885 | 633.717 | 12.1487 | 17.625 | 12.344 | 0 | 272.347 | 139.636 | 43.3305 | 181.469 | 14.169 | 22.643 | 69.242 | 504.3452 | 34.8319 | 0 | 7.712
| Coke-Oven Gas | 132.117 | 2.271 | 8.087 | 1.395 | 0 | 6.915 | 39.235 | 0 | 0 | 4.935 | 5.908 | 15.755 | 0 | 1.582 | 0 | 0 | 0 | 0 | 0 | 0 | 8.172 | 13.983 | 0 | 5.045 | 3.674 | 0 | 9.03 | 6.13 | 0 | 0 | 0
| Blast-Furnace Gas | 237.648 | 12.644 | 12.674 | 2.536 | 0 | 10.922 | 77.034 | 0 | 0 | 6.947 | 9.176 | 25.721 | 0 | 3.27 | 0 | 0.801 | 0 | 0 | 0 | 0 | 12.386 | 14.572 | 0 | 18.721 | 5.509 | 0 | 8.481 | 16.254 | 0 | 0 | 0.915
| #REF! | #REF! | #REF! | #REF! | #REF! | #REF! | #REF! | #REF! | #REF! | #REF! | #REF! | #REF! | #REF! | #REF! | #REF! | #REF! | #REF! | #REF! | #REF! | #REF! | #REF! | #REF! | #REF! | #REF! | #REF! | #REF! | #REF! | #REF! | #REF! | #REF! | #REF! | #REF!
Refineries | Hard Coal & Patent Fuels | 0 | 0 | 0 | 0 | 0 | 0 | 0 | 0 | 0 | 0 | 0 | 0 | 0 | 0 | 0 | 0 | 0 | 0 | 0 | 0 | 0 | 0 | 0 | 0 | 0 | 0 | 0 | 0 | 0 | 0 | 0
| Lignite & Derivatives | 0 | 0 | 0 | 0 | 0 | 0 | 0 | 0 | 0 | 0 | 0 | 0 | 0 | 0 | 0 | 0 | 0 | 0 | 0 | 0 | 0 | 0 | 0 | 0 | 0 | 0 | 0 | 0 | 0 | 0 | 0
| Refinery Gas | 1024.408 | 16.88 | 22.671 | 5.148 | 0 | 6.089 | 203.396 | 13.118 | 0 | 105.386 | 20.394 | 110.88 | 21.929 | 7.475 | 4.505 | 116.82 | 15.444 | 0 | 0 | 0 | 138.798 | 10.346 | 0 | 26.235 | 24.206 | 0 | 18.266 | 136.422 | 11.93 | 0 | 20.097
| Gas / Diesel Oil | 25.216 | 0 | 0 | 0 | 0 | 0 | 2.3 | 0 | 0 | 0 | 0 | 0.682 | 0 | 0 | 0.256 | 11.289 | 0 | 0 | 0 | 0 | 0 | 0.298 | 0 | 0.55 | 1.065 | 0 | 0 | 8.776 | 0 | 0 | 0
| Residual Fuel Oil | 384.64 | 1.04 | 18.08 | 0 | 0 | 1.6 | 75.4 | 0.68 | 0 | 18.64 | 4.56 | 33.48 | 17.68 | 2.12 | 1.2 | 73.28 | 6.72 | 0 | 0 | 0 | 7.56 | 42.56 | 0 | 6.24 | 1.32 | 0 | 3.84 | 68.64 | 0.88 | 0 | 0
| Wood & Wood Waste | 0 | 0 | 0 | 0 | 0 | 0 | 0 | 0 | 0 | 0 | 0 | 0 | 0 | 0 | 0 | 0 | 0 | 0 | 0 | 0 | 0 | 0 | 0 | 0 | 0 | 0 | 0 | 0 | 0 | 0 | 0
| MSW | 0 | 0 | 0 | 0 | 0 | 0 | 0 | 0 | 0 | 0 | 0 | 0 | 0 | 0 | 0 | 0 | 0 | 0 | 0 | 0 | 0 | 0 | 0 | 0 | 0 | 0 | 0 | 0 | 0 | 0 | 0
| Industrial Wastes | 1.204 | 0 | 0 | 0 | 0 | 0 | 0 | 0 | 0 | 0 | 0 | 0 | 0 | 0 | 0 | 0 | 0 | 0 | 0 | 0 | 0 | 0.285 | 0 | 0.919 | 0 | 0 | 0 | 0 | 0 | 0 | 0
| Natural Gas | 137.27 | 6.7826 | 2.58 | 2.618 | 0 | 4.9404 | 7.218 | 0 | 0 | 0 | 10.574 | 0 | 0 | 12.182 | 0 | 0 | 0.028 | 0 | 0 | 0 | 31.56 | 23.04 | 3.326 | 12.55 | 0 | 0 | 6.023 | 13.848 | 0 | 0 | 0
| Coke-Oven Gas | 4.768 | 0 | 0 | 0 | 0 | 0 | 4.768 | 0 | 0 | 0 | 0 | 0 | 0 | 0 | 0 | 0 | 0 | 0 | 0 | 0 | 0 | 0 | 0 | 0 | 0 | 0 | 0 | 0 | 0 | 0 | 0
| Blast-Furnace Gas | 0 | 0 | 0 | 0 | 0 | 0 | 0 | 0 | 0 | 0 | 0 | 0 | 0 | 0 | 0 | 0 | 0 | 0 | 0 | 0 | 0 | 0 | 0 | 0 | 0 | 0 | 0 | 0 | 0 | 0 | 0
| #REF! | #REF! | #REF! | #REF! | #REF! | #REF! | #REF! | #REF! | #REF! | #REF! | #REF! | #REF! | #REF! | #REF! | #REF! | #REF! | #REF! | #REF! | #REF! | #REF! | #REF! | #REF! | #REF! | #REF! | #REF! | #REF! | #REF! | #REF! | #REF! | #REF! | #REF! | #REF!
Iron&Steel | Hard Coal & Patent Fuels | 417.841 | 0 | 17.497 | 1.001 | 0 | 18.511 | 105.703 | 0 | 0 | 22.408 | 0 | 76.336 | 0 | 0 | 0 | 44.613 | 0 | 0.996 | 0 | 0 | 43.784 | 6.322 | 0 | 14.129 | 14.128 | 0 | 22.031 | 30.382 | 0 | 2.889 | 8.823
| Lignite & Derivatives | 1.883 | 0 | 0 | 0 | 0 | 1.092 | 0.78 | 0 | 0 | 0 | 0 | 0 | 0 | 0 | 0 | 0 | 0 | 0 | 0 | 0 | 0 | 0 | 0 | 0 | 0 | 0 | 0.011 | 0 | 0 | 0 | 0
| Refinery Gas | 0 | 0 | 0 | 0 | 0 | 0 | 0 | 0 | 0 | 0 | 0 | 0 | 0 | 0 | 0 | 0 | 0 | 0 | 0 | 0 | 0 | 0 | 0 | 0 | 0 | 0 | 0 | 0 | 0 | 0 | 0
| Gas / Diesel Oil | 8.008 | 0 | 0.554 | 0.085 | 0 | 0.085 | 1.022 | 0.085 | 0 | 3.877 | 0 | 0.213 | 0.043 | 0 | 0 | 0.383 | 0 | 0.085 | 0.043 | 0 | 0.128 | 0.085 | 0.17 | 0.212 | 0.895 | 0.043 | 0 | 0 | 0.511 | 0 | 0.469
| Residual Fuel Oil | 80.92 | 0.4 | 0.48 | 0 | 0 | 4.04 | 29.84 | 0 | 0 | 2.08 | 15 | 0 | 0.16 | 0 | 0 | 3.08 | 0 | 0 | 0 | 0 | 0 | 0 | 1.16 | 8.28 | 5 | 0 | 0.08 | 11.32 | 0.04 | 0 | 0
| Wood & Wood Waste | 0.113 | 0 | 0 | 0.005 | 0 | 0.009 | 0 | 0 | 0 | 0.033 | 0 | 0 | 0 | 0 | 0 | 0 | 0 | 0 | 0 | 0 | 0 | 0.002 | 0 | 0 | 0 | 0 | 0.064 | 0 | 0.129 | 0 | 0.087
| MSW | 0 | 0 | 0 | 0 | 0 | 0 | 0 | 0 | 0 | 0 | 0 | 0 | 0 | 0 | 0 | 0 | 0 | 0 | 0 | 0 | 0 | 0 | 0 | 0 | 0 | 0 | 0 | 0 | 0 | 0 | 0
| Industrial Wastes | 1.077 | 0 | 0 | 0 | 0 | 0 | 0 | 0 | 0 | 0 | 0 | 0 | 0 | 0 | 0 | 0 | 0 | 0 | 0 | 0 | 0 | 0.806 | 0 | 0.271 | 0 | 0 | 0 | 0 | 0 | 0 | 0
| Natural Gas | 435.139 | 16.025 | 30.452 | 10.869 | 0 | 11.613 | 81.545 | 1.451 | 0.023 | 46.802 | 2.261 | 33.404 | 2.927 | 5.774 | 0 | 81.733 | 0.05 | 7.115 | 4.125 | 0 | 12.254 | 19.991 | 1.727 | 27.122 | 1.135 | 3.199 | 6.102 | 27.44 | 2.606 | 0 | 0.067
| Coke-Oven Gas | 111.6 | 2.271 | 8.087 | 1.395 | 0 | 6.029 | 24.973 | 0 | 0 | 4.905 | 5.908 | 15.755 | 0 | 1.582 | 0 | 0 | 0 | 0 | 0 | 0 | 8.172 | 11.895 | 0 | 4.969 | 3.365 | 0 | 6.928 | 5.366 | 0 | 0 | 0
| Blast-Furnace Gas | 237.498 | 12.644 | 12.674 | 2.536 | 0 | 10.922 | 77.034 | 0 | 0 | 6.947 | 9.176 | 25.721 | 0 | 3.27 | 0 | 0.801 | 0 | 0 | 0 | 0 | 12.386 | 14.566 | 0 | 18.577 | 5.509 | 0 | 8.481 | 16.254 | 0 | 0 | 0.309
| #REF! | #REF! | #REF! | #REF! | #REF! | #REF! | #REF! | #REF! | #REF! | #REF! | #REF! | #REF! | #REF! | #REF! | #REF! | #REF! | #REF! | #REF! | #REF! | #REF! | #REF! | #REF! | #REF! | #REF! | #REF! | #REF! | #REF! | #REF! | #REF! | #REF! | #REF! | #REF!
Chemical | Hard Coal & Patent Fuels | 84.3024 | 1.0048 | 0.16747 | 2.777 | 0 | 4.4799 | 18.289 | 0.53 | 0 | 6.004 | 2.27 | 13.0209 | 0 | 0 | 0 | 0.08 | 0 | 0 | 0 | 0 | 0 | 30.121 | 0.51 | 1.657 | 0 | 0 | 0 | 3.3913 | 0 | 0 | 5.199
| Lignite & Derivatives | 44.8843 | 0 | 0.1256 | 0 | 0 | 31.8197 | 7.006 | 0 | 0 | 0 | 1.581 | 0 | 0 | 0 | 0 | 0 | 0 | 0 | 0 | 0 | 0 | 0 | 0 | 3.615 | 0.248 | 0 | 0.489 | 0 | 0 | 0 | 0
| Refinery Gas | 91.329 | 0 | 0 | 5.544 | 0 | 0 | 0 | 0 | 0 | 0 | 0.297 | 0 | 0 | 0.891 | 0 | 0 | 0 | 0 | 0 | 0 | 53.51 | 18.266 | 0 | 10.94 | 0 | 0 | 1.881 | 0 | 0 | 0 | 0
| Gas / Diesel Oil | 21.3777 | 0.043 | 1.065 | 0.128 | 0 | 0 | 0 | 0.41868 | 0 | 6.049 | 0.085 | 0 | 0.426 | 0 | 0.639 | 1.661 | 0 | 0.043 | 0 | 0 | 0.085 | 3.749 | 0.98 | 0.127 | 1.022 | 0.128 | 0 | 4.729 | 3.791 | 0 | 0.383
| Residual Fuel Oil | 93.9005 | 0.44 | 5.8 | 0.48 | 0 | 6 | 3.8 | 0.46055 | 0 | 5.16 | 2.4 | 13.44 | 4.24 | 1.28 | 1 | 32.28 | 0 | 0 | 0 | 0 | 0 | 3.92 | 0.48 | 0.36 | 2.88 | 0.32 | 6.28 | 2.88 | 0.04 | 0 | 2.16
| Wood & Wood Waste | 6.907 | 1.353 | 0 | 1.691 | 0 | 0 | 0 | 0 | 0.036 | 0.624 | 0.417 | 0 | 0 | 0 | 0 | 0 | 0 | 0 | 0.029 | 0 | 0 | 0.165 | 1.472 | 0.004 | 0.754 | 0.362 | 0 | 0 | 0 | 0 | 0.257
| MSW | 0.017 | 0 | 0 | 0 | 0 | 0.014 | 0 | 0.003 | 0 | 0 | 0 | 0 | 0 | 0 | 0 | 0 | 0 | 0 | 0 | 0 | 0 | 0 | 0 | 0 | 0 | 0 | 0 | 0 | 0 | 0 | 0
| Industrial Wastes | 86.362 | 3.809 | 72.619 | 0 | 0 | 0.15 | 0 | 0 | 0 | 0 | 0.114 | 0 | 0 | 0 | 0 | 0 | 0 | 0 | 0 | 0 | 0 | 6.901 | 0 | 2.072 | 0 | 0.092 | 0.605 | 0 | 1.698 | 0 | 0
| Natural Gas | 946.6668 | 15.476 | 79.381 | 7.851 | 0 | 11.767 | 195.375 | 2.878 | 0.113 | 114.777 | 0.75362 | 85.044 | 2.216 | 8.257 | 5.674 | 109.895 | 2.0097 | 0 | 0.437 | 0 | 85.781 | 8.104 | 2.6796 | 64.441 | 5.412 | 2.234 | 3.036 | 133.075 | 12.238 | 0 | 4.201
| Coke-Oven Gas | 3.536 | 0 | 0 | 0 | 0 | 0 | 2.898 | 0 | 0 | 0.03 | 0 | 0 | 0 | 0 | 0 | 0 | 0 | 0 | 0 | 0 | 0 | 0.608 | 0 | 0 | 0 | 0 | 0 | 0 | 0 | 0 | 0
| Blast-Furnace Gas | 0.006 | 0 | 0 | 0 | 0 | 0 | 0 | 0 | 0 | 0 | 0 | 0 | 0 | 0 | 0 | 0 | 0 | 0 | 0 | 0 | 0 | 0.006 | 0 | 0 | 0 | 0 | 0 | 0 | 0 | 0 | 0.473
| #REF! | #REF! | #REF! | #REF! | #REF! | #REF! | #REF! | #REF! | #REF! | #REF! | #REF! | #REF! | #REF! | #REF! | #REF! | #REF! | #REF! | #REF! | #REF! | #REF! | #REF! | #REF! | #REF! | #REF! | #REF! | #REF! | #REF! | #REF! | #REF! | #REF! | #REF! | #REF!
PaperandPrinting | Hard Coal & Patent Fuels | 42.73 | 2.51 | 1.29 | 0 | 0 | 0.468 | 11.815 | 0 | 0 | 0 | 0.485 | 4.888 | 0 | 0 | 0 | 0 | 0 | 0 | 0.026 | 0 | 0 | 13.436 | 0 | 0 | 0.94 | 1.592 | 1.611 | 3.669 | 0 | 0 | 0
| Lignite & Derivatives | 14.936 | 0.56 | 0 | 0 | 0 | 2.564 | 2.608 | 0 | 0 | 0 | 7.823 | 0 | 0 | 0 | 0 | 0 | 0 | 0 | 0 | 0 | 0 | 0 | 0 | 0 | 0 | 0 | 1.381 | 0 | 0 | 0 | 0
| Refinery Gas | 0 | 0 | 0 | 0 | 0 | 0 | 0 | 0 | 0 | 0 | 0 | 0 | 0 | 0 | 0 | 0 | 0 | 0 | 0 | 0 | 0 | 0 | 0 | 0 | 0 | 0 | 0 | 0 | 0 | 0 | 0
| Gas / Diesel Oil | 13.193 | 0.128 | 0.085 | 0.043 | 0 | 0 | 3.664 | 0.298 | 0.043 | 2.812 | 0.554 | 0.554 | 0.128 | 0 | 0.155 | 1.15 | 0 | 0 | 0 | 0 | 0 | 0.341 | 0.17 | 0 | 0.852 | 0.043 | 0 | 2.173 | 1.789 | 0 | 0.17
| Residual Fuel Oil | 60.357 | 1.52 | 1.64 | 1.28 | 0 | 1 | 2.36 | 0.08 | 0 | 3.96 | 10 | 4.08 | 1.68 | 0.32 | 0.117 | 7.52 | 0 | 0 | 0 | 0 | 0 | 1.6 | 2.96 | 0.4 | 17.36 | 1.12 | 0.2 | 1.16 | 1.92 | 0 | 4.6
| Wood & Wood Waste | 408.8197 | 16.437 | 9.344 | 1.222 | 0 | 9.753 | 0 | 0 | 0.083736 | 19.131 | 134.047 | 23.232 | 0 | 0.229 | 0 | 0 | 0 | 0 | 0.027 | 0 | 0 | 18.611 | 32.192 | 3.96 | 128.733 | 1.934 | 9.884 | 0 | 1.411 | 0 | 11.548
| MSW | 0.798 | 0 | 0 | 0 | 0 | 0 | 0 | 0.034 | 0 | 0 | 0.764 | 0 | 0 | 0 | 0 | 0 | 0 | 0 | 0 | 0 | 0 | 0 | 0 | 0 | 0 | 0 | 0 | 0 | 0 | 0 | 0
| Industrial Wastes | 2.308 | 0.125 | 0 | 2.058 | 0 | 0 | 0 | 0 | 0 | 0 | 0 | 0 | 0 | 0 | 0 | 0 | 0 | 0 | 0 | 0 | 0 | 0.125 | 0 | 0 | 0 | 0 | 0 | 0 | 3.475 | 0 | 0
| Natural Gas | 353.4651 | 20.546 | 3.836 | 2.156 | 0 | 4.088 | 95.083 | 2.5958 | 0.584 | 40.1095 | 21.981 | 39.69 | 1.121 | 2.507 | 0.46055 | 37.973 | 0.064 | 0 | 0.202 | 0 | 19.661 | 2.288 | 1.591 | 4.616 | 1.135 | 4.518 | 2.321 | 44.3382 | 5.7359 | 0 | 0.297
| Coke-Oven Gas | 0.854 | 0 | 0 | 0 | 0 | 0 | 0.854 | 0 | 0 | 0 | 0 | 0 | 0 | 0 | 0 | 0 | 0 | 0 | 0 | 0 | 0 | 0 | 0 | 0 | 0 | 0 | 0 | 0 | 0 | 0 | 0
| Blast-Furnace Gas | 0 | 0 | 0 | 0 | 0 | 0 | 0 | 0 | 0 | 0 | 0 | 0 | 0 | 0 | 0 | 0 | 0 | 0 | 0 | 0 | 0 | 0 | 0 | 0 | 0 | 0 | 0 | 0 | 0 | 0 | 0
| #REF! | #REF! | #REF! | #REF! | #REF! | #REF! | #REF! | #REF! | #REF! | #REF! | #REF! | #REF! | #REF! | #REF! | #REF! | #REF! | #REF! | #REF! | #REF! | #REF! | #REF! | #REF! | #REF! | #REF! | #REF! | #REF! | #REF! | #REF! | #REF! | #REF! | #REF! | #REF!
Other Industries | Hard Coal & Patent Fuels | 104.118 | 0 | 2.286 | 2.527 | 0 | 0.959 | 3.542 | 1.776 | 0.081 | 2.421 | 0 | 19.63 | 0 | 0 | 5.457 | 0 | 0.15 | 0 | 0.183 | 0 | 0.63 | 55.408 | 0 | 0 | 0 | 0.022 | 0.078 | 8.968 | 0.197 | 0 | 0
| Lignite & Derivatives | 12.097 | 0 | 0 | 0.162 | 0 | 4.857 | 6.279 | 0 | 0.009 | 0 | 0.428 | 0 | 0 | 0.036 | 0 | 0 | 0.015 | 0 | 0 | 0 | 0 | 0.101 | 0 | 0.007 | 0 | 0 | 0.203 | 0 | 0 | 0 | 0
| Refinery Gas | 4.555 | 0 | 0 | 0 | 0 | 0 | 0.842 | 0 | 0 | 0 | 0 | 0 | 0 | 0 | 0 | 0 | 0 | 0 | 0 | 0 | 0.198 | 0 | 0 | 0 | 0 | 0 | 0 | 3.515 | 0 | 0 | 0
| Gas / Diesel Oil | 482.549 | 14.059 | 9.798 | 2.812 | 2.002 | 4.26 | 76.041 | 12.312 | 1.789 | 47.585 | 22.876 | 47.712 | 16.145 | 12.61 | 2.589 | 14.484 | 1.236 | 2.087 | 1.065 | 0 | 5.879 | 13.42 | 11.247 | 13.918 | 12.183 | 4.004 | 0.592 | 129.844 | 23.132 | 2.982 | 8.733
| Residual Fuel Oil | 195.525 | 4.8 | 10.6 | 4.08 | 0 | 3 | 7.12 | 4.48 | 1.56 | 11.44 | 3.76 | 17.96 | 7.88 | 1.6 | 0.885 | 67.64 | 0.68 | 0.08 | 0.44 | 0 | 0.2 | 6.08 | 7.4 | 1.68 | 5.36 | 0.72 | 0.16 | 25.92 | 0.08 | 0 | 1.08
| Wood & Wood Waste | 253.835 | 9.054 | 3.994 | 1.007 | 0 | 6.197 | 59.765 | 3.592 | 5.306 | 31.371 | 5.28 | 45.132 | 10.156 | 8.574 | 0 | 0 | 3.662 | 0 | 5.042 | 0 | 3.733 | 12.131 | 7.628 | 5.784 | 19.186 | 2.261 | 1.649 | 3.331 | 8.56 | 0 | 3.446
| MSW | 2.6308 | 0 | 0 | 0 | 0 | 0 | 0 | 0.202 | 0 | 0 | 0.461 | 0 | 0 | 0 | 0 | 0 | 0 | 0 | 0 | 0 | 0 | 0 | 0 | 0 | 0 | 0 | 0 | 1.9678 | 0 | 0 | 0
| Industrial Wastes | 6.877 | 1.101 | 0 | 0.213 | 0 | 0.023 | 0 | 0 | 0 | 0 | 0.097 | 0 | 0 | 1.071 | 0 | 2.6 | 0 | 0 | 0 | 0 | 0 | 1.708 | 0 | 0.009 | 0 | 0 | 0.055 | 0 | 0.334 | 0 | 0
| Natural Gas | 1429.5735 | 28.45 | 33.704 | 6.285 | 0 | 44.308 | 212.483 | 17.544 | 2.863 | 177.326 | 2.092 | 162.673 | 6.029 | 15.609 | 4.7195 | 236.59 | 8.35 | 10.51 | 4.964 | 0 | 91.272 | 39.789 | 11.796 | 50.272 | 5.503 | 7.586 | 16.727 | 232.129 | 11.797 | 0 | 1.245
| Coke-Oven Gas | 8.543 | 0 | 0 | 0 | 0 | 0.765 | 4.726 | 0 | 0 | 0 | 0 | 0 | 0 | 0 | 0 | 0 | 0 | 0 | 0 | 0 | 0 | 0.11 | 0 | 0.076 | 0 | 0 | 2.102 | 0.764 | 0 | 0 | 0
| Blast-Furnace Gas | 0 | 0 | 0 | 0 | 0 | 0 | 0 | 0 | 0 | 0 | 0 | 0 | 0 | 0 | 0 | 0 | 0 | 0 | 0 | 0 | 0 | 0 | 0 | 0 | 0 | 0 | 0 | 0 | 0 | 0 | 0
| #REF! | #REF! | #REF! | #REF! | #REF! | #REF! | #REF! | #REF! | #REF! | #REF! | #REF! | #REF! | #REF! | #REF! | #REF! | #REF! | #REF! | #REF! | #REF! | #REF! | #REF! | #REF! | #REF! | #REF! | #REF! | #REF! | #REF! | #REF! | #REF! | #REF! | #REF! | #REF!
Refineries | Solids | 0 | 0 | 0 | 0 | 0 | 0 | 0 | 0 | 0 | 0 | 0 | 0 | 0 | 0 | 0 | 0 | 0 | 0 | 0 | 0 | 0 | 0 | 0 | 0 | 0 | 0 | 0 | 0 | 0 | 0 | 0
| RFG | 1024.408 | 16.88 | 22.671 | 5.148 | 0 | 6.089 | 203.396 | 13.118 | 0 | 105.386 | 20.394 | 110.88 | 21.929 | 7.475 | 4.505 | 116.82 | 15.444 | 0 | 0 | 0 | 138.798 | 10.346 | 0 | 26.235 | 24.206 | 0 | 18.266 | 136.422 | 11.93 | 0 | 20.097
| OIL | 409.856 | 1.04 | 18.08 | 0 | 0 | 1.6 | 77.7 | 0.68 | 0 | 18.64 | 4.56 | 34.162 | 17.68 | 2.12 | 1.456 | 84.569 | 6.72 | 0 | 0 | 0 | 7.56 | 42.858 | 0 | 6.79 | 2.385 | 0 | 3.84 | 77.416 | 0.88 | 0 | 0
| Gas | 137.27 | 6.7826 | 2.58 | 2.618 | 0 | 4.9404 | 7.218 | 0 | 0 | 0 | 10.574 | 0 | 0 | 12.182 | 0 | 0 | 0.028 | 0 | 0 | 0 | 31.56 | 23.04 | 3.326 | 12.55 | 0 | 0 | 6.023 | 13.848 | 0 | 0 | 0
| Derived Gas | 4.768 | 0 | 0 | 0 | 0 | 0 | 4.768 | 0 | 0 | 0 | 0 | 0 | 0 | 0 | 0 | 0 | 0 | 0 | 0 | 0 | 0 | 0 | 0 | 0 | 0 | 0 | 0 | 0 | 0 | 0 | 0
| Biomass | 0 | 0 | 0 | 0 | 0 | 0 | 0 | 0 | 0 | 0 | 0 | 0 | 0 | 0 | 0 | 0 | 0 | 0 | 0 | 0 | 0 | 0 | 0 | 0 | 0 | 0 | 0 | 0 | 0 | 0 | 0
| Waste | 1.204 | 0 | 0 | 0 | 0 | 0 | 0 | 0 | 0 | 0 | 0 | 0 | 0 | 0 | 0 | 0 | 0 | 0 | 0 | 0 | 0 | 0.285 | 0 | 0.919 | 0 | 0 | 0 | 0 | 0 | 0 | 0
| Derived Heat | #REF! | #REF! | #REF! | #REF! | #REF! | #REF! | #REF! | #REF! | #REF! | #REF! | #REF! | #REF! | #REF! | #REF! | #REF! | #REF! | #REF! | #REF! | #REF! | #REF! | #REF! | #REF! | #REF! | #REF! | #REF! | #REF! | #REF! | #REF! | #REF! | #REF! | #REF!
Iron&Steel | Solids | 419.724 | 0 | 17.497 | 1.001 | 0 | 19.603 | 106.483 | 0 | 0 | 22.408 | 0 | 76.336 | 0 | 0 | 0 | 44.613 | 0 | 0.996 | 0 | 0 | 43.784 | 6.322 | 0 | 14.129 | 14.128 | 0 | 22.042 | 30.382 | 0 | 2.889 | 8.823
| RFG | 0 | 0 | 0 | 0 | 0 | 0 | 0 | 0 | 0 | 0 | 0 | 0 | 0 | 0 | 0 | 0 | 0 | 0 | 0 | 0 | 0 | 0 | 0 | 0 | 0 | 0 | 0 | 0 | 0 | 0 | 0
| OIL | 88.928 | 0.4 | 1.034 | 0.085 | 0 | 4.125 | 30.862 | 0.085 | 0 | 5.957 | 15 | 0.213 | 0.203 | 0 | 0 | 3.463 | 0 | 0.085 | 0.043 | 0 | 0.128 | 0.085 | 1.33 | 8.492 | 5.895 | 0.043 | 0.08 | 11.32 | 0.551 | 0 | 0.469
| Gas | 435.139 | 16.025 | 30.452 | 10.869 | 0 | 11.613 | 81.545 | 1.451 | 0.023 | 46.802 | 2.261 | 33.404 | 2.927 | 5.774 | 0 | 81.733 | 0.05 | 7.115 | 4.125 | 0 | 12.254 | 19.991 | 1.727 | 27.122 | 1.135 | 3.199 | 6.102 | 27.44 | 2.606 | 0 | 0.067
| Derived Gas | 349.098 | 14.915 | 20.761 | 3.931 | 0 | 16.951 | 102.007 | 0 | 0 | 11.852 | 15.084 | 41.476 | 0 | 4.852 | 0 | 0.801 | 0 | 0 | 0 | 0 | 20.558 | 26.461 | 0 | 23.546 | 8.874 | 0 | 15.409 | 21.62 | 0 | 0 | 0.309
| Biomass | 0.113 | 0 | 0 | 0.005 | 0 | 0.009 | 0 | 0 | 0 | 0.033 | 0 | 0 | 0 | 0 | 0 | 0 | 0 | 0 | 0 | 0 | 0 | 0.002 | 0 | 0 | 0 | 0 | 0.064 | 0 | 0.129 | 0 | 0.087
| Waste | 1.077 | 0 | 0 | 0 | 0 | 0 | 0 | 0 | 0 | 0 | 0 | 0 | 0 | 0 | 0 | 0 | 0 | 0 | 0 | 0 | 0 | 0.806 | 0 | 0.271 | 0 | 0 | 0 | 0 | 0 | 0 | 0
| Derived Heat | #REF! | #REF! | #REF! | #REF! | #REF! | #REF! | #REF! | #REF! | #REF! | #REF! | #REF! | #REF! | #REF! | #REF! | #REF! | #REF! | #REF! | #REF! | #REF! | #REF! | #REF! | #REF! | #REF! | #REF! | #REF! | #REF! | #REF! | #REF! | #REF! | #REF! | #REF!
Chemical | Solids | 129.1867 | 1.0048 | 0.29308 | 2.777 | 0 | 36.2996 | 25.295 | 0.53 | 0 | 6.004 | 3.851 | 13.0209 | 0 | 0 | 0 | 0.08 | 0 | 0 | 0 | 0 | 0 | 30.121 | 0.51 | 5.272 | 0.248 | 0 | 0.489 | 3.3913 | 0 | 0 | 5.199
| RFG | 91.329 | 0 | 0 | 5.544 | 0 | 0 | 0 | 0 | 0 | 0 | 0.297 | 0 | 0 | 0.891 | 0 | 0 | 0 | 0 | 0 | 0 | 53.51 | 18.266 | 0 | 10.94 | 0 | 0 | 1.881 | 0 | 0 | 0 | 0
| OIL | 115.2782 | 0.483 | 6.865 | 0.608 | 0 | 6 | 3.8 | 0.87923 | 0 | 11.209 | 2.485 | 13.44 | 4.666 | 1.28 | 1.639 | 33.941 | 0 | 0.043 | 0 | 0 | 0.085 | 7.669 | 1.46 | 0.487 | 3.902 | 0.448 | 6.28 | 7.609 | 3.831 | 0 | 2.543
| Gas | 946.6668 | 15.476 | 79.381 | 7.851 | 0 | 11.767 | 195.375 | 2.878 | 0.113 | 114.777 | 0.75362 | 85.044 | 2.216 | 8.257 | 5.674 | 109.895 | 2.0097 | 0 | 0.437 | 0 | 85.781 | 8.104 | 2.6796 | 64.441 | 5.412 | 2.234 | 3.036 | 133.075 | 12.238 | 0 | 4.201
| Derived Gas | 3.542 | 0 | 0 | 0 | 0 | 0 | 2.898 | 0 | 0 | 0.03 | 0 | 0 | 0 | 0 | 0 | 0 | 0 | 0 | 0 | 0 | 0 | 0.614 | 0 | 0 | 0 | 0 | 0 | 0 | 0 | 0 | 0.473
| Biomass | 6.907 | 1.353 | 0 | 1.691 | 0 | 0 | 0 | 0 | 0.036 | 0.624 | 0.417 | 0 | 0 | 0 | 0 | 0 | 0 | 0 | 0.029 | 0 | 0 | 0.165 | 1.472 | 0.004 | 0.754 | 0.362 | 0 | 0 | 0 | 0 | 0.257
| Waste | 86.379 | 3.809 | 72.619 | 0 | 0 | 0.164 | 0 | 0.003 | 0 | 0 | 0.114 | 0 | 0 | 0 | 0 | 0 | 0 | 0 | 0 | 0 | 0 | 6.901 | 0 | 2.072 | 0 | 0.092 | 0.605 | 0 | 1.698 | 0 | 0
| Derived Heat | #REF! | #REF! | #REF! | #REF! | #REF! | #REF! | #REF! | #REF! | #REF! | #REF! | #REF! | #REF! | #REF! | #REF! | #REF! | #REF! | #REF! | #REF! | #REF! | #REF! | #REF! | #REF! | #REF! | #REF! | #REF! | #REF! | #REF! | #REF! | #REF! | #REF! | #REF!
PaperandPrinting | Solids | 57.666 | 3.07 | 1.29 | 0 | 0 | 3.032 | 14.423 | 0 | 0 | 0 | 8.308 | 4.888 | 0 | 0 | 0 | 0 | 0 | 0 | 0.026 | 0 | 0 | 13.436 | 0 | 0 | 0.94 | 1.592 | 2.992 | 3.669 | 0 | 0 | 0
| RFG | 0 | 0 | 0 | 0 | 0 | 0 | 0 | 0 | 0 | 0 | 0 | 0 | 0 | 0 | 0 | 0 | 0 | 0 | 0 | 0 | 0 | 0 | 0 | 0 | 0 | 0 | 0 | 0 | 0 | 0 | 0
| OIL | 73.55 | 1.648 | 1.725 | 1.323 | 0 | 1 | 6.024 | 0.378 | 0.043 | 6.772 | 10.554 | 4.634 | 1.808 | 0.32 | 0.272 | 8.67 | 0 | 0 | 0 | 0 | 0 | 1.941 | 3.13 | 0.4 | 18.212 | 1.163 | 0.2 | 3.333 | 3.709 | 0 | 4.77
| Gas | 353.4651 | 20.546 | 3.836 | 2.156 | 0 | 4.088 | 95.083 | 2.5958 | 0.584 | 40.1095 | 21.981 | 39.69 | 1.121 | 2.507 | 0.46055 | 37.973 | 0.064 | 0 | 0.202 | 0 | 19.661 | 2.288 | 1.591 | 4.616 | 1.135 | 4.518 | 2.321 | 44.3382 | 5.7359 | 0 | 0.297
| Derived Gas | 0.854 | 0 | 0 | 0 | 0 | 0 | 0.854 | 0 | 0 | 0 | 0 | 0 | 0 | 0 | 0 | 0 | 0 | 0 | 0 | 0 | 0 | 0 | 0 | 0 | 0 | 0 | 0 | 0 | 0 | 0 | 0
| Biomass | 408.8197 | 16.437 | 9.344 | 1.222 | 0 | 9.753 | 0 | 0 | 0.083736 | 19.131 | 134.047 | 23.232 | 0 | 0.229 | 0 | 0 | 0 | 0 | 0.027 | 0 | 0 | 18.611 | 32.192 | 3.96 | 128.733 | 1.934 | 9.884 | 0 | 1.411 | 0 | 11.548
| Waste | 3.106 | 0.125 | 0 | 2.058 | 0 | 0 | 0 | 0.034 | 0 | 0 | 0.764 | 0 | 0 | 0 | 0 | 0 | 0 | 0 | 0 | 0 | 0 | 0.125 | 0 | 0 | 0 | 0 | 0 | 0 | 3.475 | 0 | 0
| Derived Heat | #REF! | #REF! | #REF! | #REF! | #REF! | #REF! | #REF! | #REF! | #REF! | #REF! | #REF! | #REF! | #REF! | #REF! | #REF! | #REF! | #REF! | #REF! | #REF! | #REF! | #REF! | #REF! | #REF! | #REF! | #REF! | #REF! | #REF! | #REF! | #REF! | #REF! | #REF!
Other Industries | Solids | 116.215 | 0 | 2.286 | 2.689 | 0 | 5.816 | 9.821 | 1.776 | 0.09 | 2.421 | 0.428 | 19.63 | 0 | 0.036 | 5.457 | 0 | 0.165 | 0 | 0.183 | 0 | 0.63 | 55.509 | 0 | 0.007 | 0 | 0.022 | 0.281 | 8.968 | 0.197 | 0 | 0
| RFG | 4.555 | 0 | 0 | 0 | 0 | 0 | 0.842 | 0 | 0 | 0 | 0 | 0 | 0 | 0 | 0 | 0 | 0 | 0 | 0 | 0 | 0.198 | 0 | 0 | 0 | 0 | 0 | 0 | 3.515 | 0 | 0 | 0
| OIL | 678.074 | 18.859 | 20.398 | 6.892 | 2.002 | 7.26 | 83.161 | 16.792 | 3.349 | 59.025 | 26.636 | 65.672 | 24.025 | 14.21 | 3.474 | 82.124 | 1.916 | 2.167 | 1.505 | 0 | 6.079 | 19.5 | 18.647 | 15.598 | 17.543 | 4.724 | 0.752 | 155.764 | 23.212 | 2.982 | 9.813
| Gas | 1429.5735 | 28.45 | 33.704 | 6.285 | 0 | 44.308 | 212.483 | 17.544 | 2.863 | 177.326 | 2.092 | 162.673 | 6.029 | 15.609 | 4.7195 | 236.59 | 8.35 | 10.51 | 4.964 | 0 | 91.272 | 39.789 | 11.796 | 50.272 | 5.503 | 7.586 | 16.727 | 232.129 | 11.797 | 0 | 1.245
| Derived Gas | 8.543 | 0 | 0 | 0 | 0 | 0.765 | 4.726 | 0 | 0 | 0 | 0 | 0 | 0 | 0 | 0 | 0 | 0 | 0 | 0 | 0 | 0 | 0.11 | 0 | 0.076 | 0 | 0 | 2.102 | 0.764 | 0 | 0 | 0
| Biomass | 253.835 | 9.054 | 3.994 | 1.007 | 0 | 6.197 | 59.765 | 3.592 | 5.306 | 31.371 | 5.28 | 45.132 | 10.156 | 8.574 | 0 | 0 | 3.662 | 0 | 5.042 | 0 | 3.733 | 12.131 | 7.628 | 5.784 | 19.186 | 2.261 | 1.649 | 3.331 | 8.56 | 0 | 3.446
| Waste | 9.5078 | 1.101 | 0 | 0.213 | 0 | 0.023 | 0 | 0.202 | 0 | 0 | 0.558 | 0 | 0 | 1.071 | 0 | 2.6 | 0 | 0 | 0 | 0 | 0 | 1.708 | 0 | 0.009 | 0 | 0 | 0.055 | 1.9678 | 0.334 | 0 | 0
| Derived Heat | #REF! | #REF! | #REF! | #REF! | #REF! | #REF! | #REF! | #REF! | #REF! | #REF! | #REF! | #REF! | #REF! | #REF! | #REF! | #REF! | #REF! | #REF! | #REF! | #REF! | #REF! | #REF! | #REF! | #REF! | #REF! | #REF! | #REF! | #REF! | #REF! | #REF! | #REF!
Note on B5: NIJS Wouter (JRC-PETTEN): The data down is used to calculate the "MAX Heat fuel input, given Industrial final consumption and CHP input" in sheet ProdandConsbyCHP

## IND_CONS Sector all
Energy Consumption by Industrial sectors and Refineries in PJ | [29 empty] | Allocation factors between sectors in countries based on MW per energy consumed
Source = sheet CHPbySector
The European allocation of autoproducers CHP among sectors is used for each country.
MW ELC
|  | Hard Coal & Patent Fuels | Coke | Lignite & Derivatives | Peat | Refinery Gas | LPG | Motor Spirit | Kerosenes - Jet Fuels | Gas / Diesel Oil | Residual Fuel Oil | Other Petroleum Products | Solar Heat | Wood & Wood Waste | Biogas | MSW | Geothermal Energy | Industrial Wastes | Natural Gas | Coke-Oven Gas | Blast-Furnace Gas | Gasworks Gas | TOTAL | TOTAL by Country |  | Sector Allocation Factors | TOTAl EU25 |  |  | MW ELC CHPcap per energy consumed | #REF! | #REF! | #REF! | #REF! | #REF! | #REF! | #REF! | #REF! | #REF! | #REF! | #REF! | #REF! | #REF! | #REF! | #REF! | #REF! | #REF! | #REF! | #REF! | #REF! | #REF! | #REF! | #REF! | #REF! | #REF! | #REF! | #REF! | #REF! | #REF! | #REF!
Austria | Consumption - Refineries | 0 | 0 | 0 | 0 | 16.88 | 2.254 | 0 | 0 | 0 | 1.04 | 8.312 | 0 | 0 | 0 | 0 | 0 | 0 | 6.7826 | 0 | 0 | 0 | 35.2686 | 267.5404 | AT | 84.7375 | 1867.536 | Refineries | Refineries | 2.4026 | 84.7375
Austria | Final energy consumption - Iron and steel industry | 0 | 42.921 | 0 | 0 | 0 | 0 | 0 | 0 | 0 | 0.4 | 0 | 0 | 0 | 0 | 0 | 0 | 0 | 16.025 | 2.271 | 12.644 | 0 | 74.261 |  |  | 53.7019 | 1970.544 | Iron and steel | Iron and Steel | 0.72315 | 53.7019
Austria | Final energy consumption - Non-ferrous metal industry | 0 | 0.114 | 0 | 0 | 0 | 0.184 | 0 | 0 | 0.043 | 0.24 | 0 | 0 | 0 | 0 | 0 | 0 | 0 | 3.11 | 0 | 0 | 0 | 3.691 |  |  | 223.0461 | 183.485 | Non-ferrous metal | Chemical Industry | 9.8772 | 223.0461
Austria | Final energy consumption - Chemical industry | 1.0048 | 0.257 | 0 | 0 | 0 | 0.046 | 0 | 0 | 0.043 | 0.44 | 0 | 0 | 1.353 | 0.153 | 0 | 0 | 3.809 | 15.476 | 0 | 0 | 0 | 22.5818 |  |  | 348.7826 | 1346.5307 | Chemical industry | Paper and printing industry | 8.3075 | 348.7826
Austria | Final energy consumption - Non-metallic mineral products industry | 3.894 | 0.399 | 0.05 | 0 | 0 | 0.184 | 0 | 0 | 0.213 | 1.8 | 2.08 | 0 | 0.059 | 0 | 0 | 0 | 5.005 | 13.734 | 0 | 0 | 0 | 27.418 |  |  | 151.6546 | 1469.73 | Non-metallic mineral products | Others industries | 1.6229 | 151.6546
Austria | Final energy consumption - Ore extraction (except fuels) industry | 0 | 0 | 0 | 0 | 0 | 0.092 | 0 | 0 | 0.298 | 0.4 | 0 | 0 | 0.022 | 0 | 0 | 0 | 0 | 2.703 | 0 | 0 | 0 | 3.515 |  |  |  | 68.961 | Ore extraction (except fuels) | 0.42244
Austria | Final energy consumption - Food, drink and tobacco industry | 0 | 0.114 | 0 | 0 | 0 | 0.23 | 0 | 0 | 0.895 | 1.4 | 0 | 0 | 0.145 | 0.093 | 0 | 0 | 0 | 11.291 | 0 | 0 | 0 | 14.168 |  |  |  | 797.617 | Food, drink and tobacco | 4.9121 | CHP ELC Capacities | 1.7095 | 0.53487 | 0.18921 | 0.01 | 1.4045 | 6.8355 | 3.8237 | 0.16748 | 3.05 | 1.8015 | 3.8346 | #REF! | 0.12645 | 0.11 | 2.409 | 0.286 | 0.1 | 0.02183 | 0 | 2.864 | 1.8781 | 0.34452 | 0.2835 | 1.3227 | 0.08772 | 2.4345 | 4.9286 | 0 | 0 | 0
Austria | Final energy consumption - Textile, leather and clothing industry | 0 | 0 | 0 | 0 | 0 | 0 | 0 | 0 | 0.128 | 0.4 | 0 | 0 | 0.02 | 0 | 0 | 0 | 0 | 2.047 | 0 | 0 | 0 | 2.595 |  |  |  | 195.923 | Textile, leather and clothing | 3.0675 | Refineries
Austria | Final energy consumption - Paper and printing industry | 2.51 | 0 | 0.56 | 0 | 0 | 0.046 | 0 | 0 | 0.128 | 1.52 | 0 | 0 | 16.437 | 0.112 | 0 | 0 | 0.125 | 20.546 | 0 | 0 | 0 | 41.984 |  |  |  | 899.0658 | Paper and printing |  | Iron and Steel
Austria | Final energy consumption - Engineering and other metal industry | 0 | 0 | 0 | 0 | 0 | 0.552 | 0 | 0 | 0.469 | 1.4 | 0 | 0 | 0.317 | 0 | 0 | 0 | 0.03 | 8.596 | 0 | 0 | 0 | 11.364 |  |  |  | 598.566 | Engineering and other metal | 1.0893 | Chemical Industry
Austria | Final energy consumption - Other non-classified industries | 0 | 0 | 0 | 0 | 0 | 0.368 | 0 | 0 | 12.567 | 1.6 | 0 | 0 | 8.572 | 0 | 0 | 0 | 1.071 | 6.516 | 0 | 0 | 0 | 30.694 |  |  |  | 1030.9488 | Other non-classified industries | 1.0088 | Paper and printing industry
Belgium | Consumption - Refineries | 0 | 0 | 0 | 0 | 22.671 | 0 | 0 | 0 | 0 | 18.08 | 7.52 | 0 | 0 | 0 | 0 | 0 | 0 | 2.58 | 0 | 0 | 0 | 50.851 | 460.0979 | BE | 122.1762 | 10428.9073 |  |  | Others industries
Belgium | Final energy consumption - Iron and steel industry | 17.497 | 49.676 | 0 | 0 | 0 | 0 | 0 | 0 | 0.554 | 0.48 | 0.352 | 0 | 0 | 0 | 0 | 0 | 0 | 30.452 | 8.087 | 12.674 | 0 | 119.772 |  |  | 86.6132 | 10469.8583
Belgium | Final energy consumption - Non-ferrous metal industry | 0 | 0.627 | 0 | 0 | 0 | 0 | 0 | 0 | 0.17 | 1 | 0.224 | 0 | 0 | 0 | 0 | 0 | 0 | 4.446 | 0 | 0 | 0 | 6.467 |  |  | 1580.1892
Belgium | Final energy consumption - Chemical industry | 0.16747 | 0.041868 | 0.1256 | 0 | 0 | 0 | 0 | 0.043 | 1.065 | 5.8 | 0 | 0 | 0 | 0.74 | 0 | 0 | 72.619 | 79.381 | 0 | 0 | 0 | 159.9829 |  |  | 135.1134
Belgium | Final energy consumption - Non-metallic mineral products industry | 3.4 | 0.285 | 3.277 | 0 | 0 | 0 | 0 | 0 | 0.383 | 6.48 | 4.96 | 0 | 4.396 | 0 | 0 | 0 | 4.942 | 15.51 | 0 | 0 | 0 | 43.633 |  |  | 183.761
Belgium | Final energy consumption - Ore extraction (except fuels) industry | 0 | 0 | 0 | 0 | 0 | 0 | 0 | 0 | 0 | 0.04 | 0 | 0 | 0 | 0 | 0 | 0 | 0 | 0.053 | 0 | 0 | 0 | 0.093
Belgium | Final energy consumption - Food, drink and tobacco industry | 0.733 | 0.285 | 0 | 0 | 0 | 0 | 0 | 0 | 0.596 | 5.36 | 0 | 0 | 0 | 0.138 | 0 | 0 | 0 | 18.033 | 0 | 0 | 0 | 25.145
Belgium | Final energy consumption - Textile, leather and clothing industry | 0 | 0 | 0 | 0 | 0 | 0 | 0 | 0 | 0.128 | 0.04 | 0 | 0 | 0 | 0 | 0 | 0 | 0 | 4.014 | 0 | 0 | 0 | 4.182
Belgium | Final energy consumption - Paper and printing industry | 1.29 | 0 | 0 | 0 | 0 | 0 | 0 | 0 | 0.085 | 1.64 | 0 | 0 | 9.344 | 0.069 | 0 | 0 | 0 | 3.836 | 0 | 0 | 0 | 16.264
Belgium | Final energy consumption - Engineering and other metal industry | 1.143 | 0 | 0 | 0 | 0 | 0 | 0 | 0 | 0.724 | 0.36 | 0 | 0 | 0 | 0 | 0 | 0 | 0 | 4.571 | 0 | 0 | 0 | 6.798
Belgium | Final energy consumption - Other non-classified industries | 0.41 | 0.941 | 0 | 0 | 0 | 0.552 | 0 | 0.129 | 8.35 | 4.84 | 0.608 | 0 | 3.994 | 0 | 0 | 0 | 0 | 7.086 | 0 | 0 | 0 | 26.91
Bulgaria | Consumption - Refineries | 0 | 0 | 0 | 0 | 5.148 | 0 | 0 | 0 | 0 | 0 | 0 | 0 | 0 | 0 | 0 | 0 | 0 | 2.618 | 0 | 0 | 0 | 7.766 | 113.914 | BG | 18.6588
Bulgaria | Final energy consumption - Iron and steel industry | 1.001 | 14.336 | 0 | 0 | 0 | 0 | 0 | 0 | 0.085 | 0 | 0 | 0 | 0.005 | 0 | 0 | 0 | 0 | 10.869 | 1.395 | 2.536 | 0 | 30.227 |  |  | 21.8587
Bulgaria | Final energy consumption - Non-ferrous metal industry | 0 | 1.368 | 0 | 0 | 0 | 0.092 | 0 | 0 | 0 | 1.48 | 0 | 0 | 0 | 0 | 0 | 0 | 0 | 0.667 | 0 | 0 | 0 | 3.607 |  |  | 230.6433
Bulgaria | Final energy consumption - Chemical industry | 2.777 | 0.2 | 0 | 0 | 5.544 | 0 | 0 | 0 | 0.128 | 0.48 | 4.68 | 0 | 1.691 | 0 | 0 | 0 | 0 | 7.851 | 0 | 0 | 0 | 23.351 |  |  | 56.1505
Bulgaria | Final energy consumption - Non-metallic mineral products industry | 5.104 | 0 | 0.914 | 0 | 0 | 0.046 | 0 | 0 | 0.085 | 0.48 | 10.144 | 0 | 0.015 | 0 | 0 | 0 | 0 | 6.386 | 0 | 0 | 0 | 23.174 |  |  | 74.348
Bulgaria | Final energy consumption - Ore extraction (except fuels) industry | 0.15 | 0 | 0 | 0 | 0 | 0 | 0 | 0 | 0.256 | 0.4 | 0 | 0 | 0.002 | 0 | 0 | 0 | 0 | 0.533 | 0 | 0 | 0 | 1.341
Bulgaria | Final energy consumption - Food, drink and tobacco industry | 0.876 | 0.086 | 0.048 | 0 | 0 | 0.092 | 0 | 0 | 0.554 | 1.48 | 0 | 0 | 0.174 | 0 | 0 | 0 | 0 | 3.298 | 0 | 0 | 0 | 6.608
Bulgaria | Final energy consumption - Textile, leather and clothing industry | 0.05 | 0 | 0.033 | 0 | 0 | 0 | 0 | 0 | 0.469 | 0.72 | 0 | 0 | 0.012 | 0 | 0 | 0 | 0 | 1.271 | 0 | 0 | 0 | 2.555
Bulgaria | Final energy consumption - Paper and printing industry | 0 | 0 | 0 | 0 | 0 | 0 | 0 | 0 | 0.043 | 1.28 | 0 | 0 | 1.222 | 0 | 0 | 0 | 2.058 | 2.156 | 0 | 0 | 0 | 6.759
Bulgaria | Final energy consumption - Engineering and other metal industry | 0.05 | 0.057 | 0.033 | 0 | 0 | 0.184 | 0 | 0 | 0.213 | 0.32 | 0 | 0 | 0.033 | 0 | 0 | 0 | 0 | 1.296 | 0 | 0 | 0 | 2.186
Bulgaria | Final energy consumption - Other non-classified industries | 1.551 | 0 | 0.048 | 0 | 0 | 0.184 | 0 | 0 | 1.576 | 1.56 | 0 | 0 | 0.788 | 0 | 0 | 0 | 0.213 | 0.42 | 0 | 0 | 0 | 6.34
Cyprus | Consumption - Refineries | 0 | 0 | 0 | 0 | 0 | 0 | 0 | 0 | 0 | 0 | 0 | 0 | 0 | 0 | 0 | 0 | 0 | 0 | 0 | 0 | 0 | 0 | 9.523 | CY | 0
Cyprus | Final energy consumption - Iron and steel industry | 0 | 0 | 0 | 0 | 0 | 0 | 0 | 0 | 0 | 0 | 0 | 0 | 0 | 0 | 0 | 0 | 0 | 0 | 0 | 0 | 0 | 0 |  |  | 0
Cyprus | Final energy consumption - Non-ferrous metal industry | 0 | 0 | 0 | 0 | 0 | 0 | 0 | 0 | 0 | 0 | 0 | 0 | 0 | 0 | 0 | 0 | 0 | 0 | 0 | 0 | 0 | 0 |  |  | 0
Cyprus | Final energy consumption - Chemical industry | 0 | 0 | 0 | 0 | 0 | 0 | 0 | 0 | 0 | 0 | 0 | 0 | 0 | 0 | 0 | 0 | 0 | 0 | 0 | 0 | 0 | 0 |  |  | 0
Cyprus | Final energy consumption - Non-metallic mineral products industry | 1.488 | 0 | 0 | 0 | 0 | 0 | 0 | 0 | 0 | 0.8 | 4.928 | 0 | 0.038 | 0 | 0 | 0 | 0.138 | 0 | 0 | 0 | 0 | 7.392 |  |  | 15.4552
Cyprus | Final energy consumption - Ore extraction (except fuels) industry | 0 | 0 | 0 | 0 | 0 | 0 | 0 | 0 | 0 | 0 | 0 | 0 | 0 | 0 | 0 | 0 | 0 | 0 | 0 | 0 | 0 | 0
Cyprus | Final energy consumption - Food, drink and tobacco industry | 0 | 0 | 0 | 0 | 0 | 0 | 0 | 0 | 0 | 0 | 0 | 0 | 0 | 0 | 0 | 0 | 0 | 0 | 0 | 0 | 0 | 0
Cyprus | Final energy consumption - Textile, leather and clothing industry | 0 | 0 | 0 | 0 | 0 | 0 | 0 | 0 | 0 | 0 | 0 | 0 | 0 | 0 | 0 | 0 | 0 | 0 | 0 | 0 | 0 | 0
Cyprus | Final energy consumption - Paper and printing industry | 0 | 0 | 0 | 0 | 0 | 0 | 0 | 0 | 0 | 0 | 0 | 0 | 0 | 0 | 0 | 0 | 0 | 0 | 0 | 0 | 0 | 0
Cyprus | Final energy consumption - Engineering and other metal industry | 0 | 0 | 0 | 0 | 0 | 0 | 0 | 0 | 0 | 0 | 0 | 0 | 0 | 0 | 0 | 0 | 0 | 0 | 0 | 0 | 0 | 0
Cyprus | Final energy consumption - Other non-classified industries | 0 | 0 | 0 | 0 | 0 | 0 | 0 | 0.129 | 2.002 | 0 | 0 | 0 | 0 | 0 | 0 | 0 | 0 | 0 | 0 | 0 | 0 | 2.131
Czech Republic | Consumption - Refineries | 0 | 0 | 0 | 0 | 6.089 | 0 | 0 | 0 | 0 | 1.6 | 2.44 | 0 | 0 | 0 | 0 | 0 | 0 | 4.9404 | 0 | 0 | 0 | 15.0694 | 302.884 | CZ | 36.2063
Czech Republic | Final energy consumption - Iron and steel industry | 18.511 | 53.124 | 1.092 | 0 | 0 | 0 | 0 | 0 | 0.085 | 4.04 | 0 | 0 | 0.009 | 0 | 0 | 0 | 0 | 11.613 | 6.029 | 10.922 | 0 | 105.425 |  |  | 76.2381
Czech Republic | Final energy consumption - Non-ferrous metal industry | 0 | 0 | 0 | 0 | 0 | 0 | 0 | 0 | 0 | 0 | 0 | 0 | 0 | 0 | 0 | 0 | 0 | 2.465 | 0 | 0 | 0 | 2.465 |  |  | 535.6875
Czech Republic | Final energy consumption - Chemical industry | 4.4799 | 0 | 31.8197 | 0 | 0 | 0 | 0 | 0 | 0 | 6 | 0 | 0 | 0 | 0.004 | 0.014 | 0 | 0.15 | 11.767 | 0 | 0 | 0 | 54.2346 |  |  | 148.4802
Czech Republic | Final energy consumption - Non-metallic mineral products industry | 4.767 | 0.798 | 0.4 | 0 | 0 | 0.046 | 0 | 0 | 0.213 | 1.88 | 0.08 | 0 | 0.034 | 0 | 0 | 0 | 4.448 | 26.054 | 0.121 | 0 | 0 | 38.841 |  |  | 178.9798
Czech Republic | Final energy consumption - Ore extraction (except fuels) industry | 0 | 0 | 0.086 | 0 | 0 | 0 | 0 | 0 | 0.128 | 0.24 | 0 | 0 | 0.026 | 0 | 0 | 0 | 0 | 0.952 | 0 | 0 | 0 | 1.432
Czech Republic | Final energy consumption - Food, drink and tobacco industry | 0.446 | 0.314 | 1.668 | 0 | 0 | 0.046 | 0 | 0 | 0.213 | 1.92 | 0 | 0 | 0.059 | 0.043 | 0 | 0 | 0 | 15.425 | 0 | 0 | 0 | 20.134
Czech Republic | Final energy consumption - Textile, leather and clothing industry | 0.334 | 0 | 1.165 | 0 | 0 | 0 | 0 | 0 | 0.043 | 0.28 | 0 | 0 | 0.052 | 0 | 0 | 0 | 0.002 | 3.358 | 0 | 0 | 0 | 5.234
Czech Republic | Final energy consumption - Paper and printing industry | 0.468 | 0 | 2.564 | 0 | 0 | 0 | 0 | 0 | 0 | 1 | 0 | 0 | 9.753 | 0 | 0 | 0 | 0 | 4.088 | 0 | 0 | 0 | 17.873
Czech Republic | Final energy consumption - Engineering and other metal industry | 0.134 | 0.171 | 1.546 | 0 | 0 | 0.23 | 0 | 0 | 0.085 | 0.24 | 0.2 | 0 | 0.123 | 0 | 0 | 0 | 0.01 | 16.832 | 0.765 | 0 | 0 | 20.336
Czech Republic | Final energy consumption - Other non-classified industries | 0.045 | 0.029 | 0.478 | 0 | 0 | 1.702 | 0 | 0 | 3.919 | 0.56 | 0.44 | 0 | 5.963 | 0 | 0 | 0 | 0.011 | 8.693 | 0 | 0 | 0 | 21.84
Germany (including ex-GDR from 1991) | Consumption - Refineries | 0 | 0 | 0 | 0 | 203.396 | 14.766 | 0 | 0 | 2.3 | 75.4 | 36.784 | 0 | 0 | 0 | 0 | 0 | 0 | 7.218 | 4.768 | 0 | 0 | 344.632 | 1801.311 | DE | 828.0235
Germany (including ex-GDR from 1991) | Final energy consumption - Iron and steel industry | 105.703 | 153.33 | 0.78 | 0 | 0 | 0.552 | 0 | 0 | 1.022 | 29.84 | 0 | 0 | 0 | 0 | 0 | 0 | 0 | 81.545 | 24.973 | 77.034 | 0.025 | 474.804 |  |  | 343.3548
Germany (including ex-GDR from 1991) | Final energy consumption - Non-ferrous metal industry | 7.44 | 2.765 | 0.46 | 0 | 0 | 1.288 | 0 | 0 | 2.343 | 1.52 | 0 | 0 | 0 | 0 | 0 | 0 | 0 | 31.604 | 0.064 | 0 | 0.01 | 47.494 |  |  | 2246.6068
Germany (including ex-GDR from 1991) | Final energy consumption - Chemical industry | 18.289 | 0 | 7.006 | 0 | 0 | 0 | 0 | 0 | 0 | 3.8 | 0 | 0 | 0 | 0 | 0 | 0 | 0 | 195.375 | 2.898 | 0 | 0.085 | 227.453 |  |  | 980.8014
Germany (including ex-GDR from 1991) | Final energy consumption - Non-metallic mineral products industry | 8.476 | 5.871 | 35.473 | 0 | 0 | 5.152 | 0 | 0 | 7.114 | 21.32 | 3.904 | 0 | 0 | 0 | 0 | 0 | 0 | 102.162 | 0.952 | 0 | 0.026 | 190.45 |  |  | 1032.7669
Germany (including ex-GDR from 1991) | Final energy consumption - Ore extraction (except fuels) industry | 0.936 | 0.57 | 1.5 | 0 | 0 | 0 | 0 | 0 | 2.386 | 0.52 | 0 | 0 | 0 | 0 | 0 | 0 | 0 | 3.738 | 0 | 0 | 0.001 | 9.651
Germany (including ex-GDR from 1991) | Final energy consumption - Food, drink and tobacco industry | 2.404 | 0.713 | 5.719 | 0 | 0 | 3.864 | 0 | 0 | 18.659 | 2.4 | 0 | 0 | 0 | 0 | 0 | 0 | 0 | 71.114 | 1.002 | 0 | 0.026 | 105.901
Germany (including ex-GDR from 1991) | Final energy consumption - Textile, leather and clothing industry | 0.633 | 0 | 0 | 0 | 0 | 0.138 | 0 | 0 | 3.408 | 0.8 | 0 | 0 | 0 | 0 | 0 | 0 | 0 | 12.521 | 0.254 | 0 | 0.004 | 17.758
Germany (including ex-GDR from 1991) | Final energy consumption - Paper and printing industry | 11.815 | 0 | 2.608 | 0 | 0 | 1.656 | 0 | 0 | 3.664 | 2.36 | 0 | 0 | 0 | 0 | 0 | 0 | 0 | 95.083 | 0.854 | 0 | 0.022 | 118.062
Germany (including ex-GDR from 1991) | Final energy consumption - Engineering and other metal industry | 0 | 1.71 | 0 | 0 | 0 | 5.198 | 0 | 0 | 26.625 | 1.84 | 0 | 0 | 0 | 0 | 0 | 0 | 0 | 98.735 | 2.26 | 0 | 0.026 | 136.394
Germany (including ex-GDR from 1991) | Final energy consumption - Other non-classified industries | 0.505 | 0.114 | 0.56 | 0 | 0.842 | 6.164 | 0 | 0 | 27.349 | 2.08 | 0 | 0 | 59.765 | 0 | 0 | 0 | 0 | 30.113 | 1.21 | 0 | 0.01 | 128.712
Denmark | Consumption - Refineries | 0 | 0 | 0 | 0 | 13.118 | 0 | 0 | 0 | 0 | 0.68 | 0 | 0 | 0 | 0 | 0 | 0 | 0 | 0 | 0 | 0 | 0 | 13.798 | 89.851 | DK | 33.1515
Denmark | Final energy consumption - Iron and steel industry | 0 | 0 | 0 | 0 | 0 | 0.046 | 0 | 0 | 0.085 | 0 | 0 | 0 | 0 | 0 | 0 | 0 | 0 | 1.451 | 0 | 0 | 0.007 | 1.589 |  |  | 1.1491
Denmark | Final energy consumption - Non-ferrous metal industry | 0 | 0 | 0 | 0 | 0 | 0 | 0 | 0 | 0 | 0 | 0 | 0 | 0 | 0 | 0 | 0 | 0 | 0.095 | 0 | 0 | 0 | 0.095 |  |  | 42.8299
Denmark | Final energy consumption - Chemical industry | 0.53 | 0 | 0 | 0 | 0 | 0.046 | 0 | 0 | 0.41868 | 0.46055 | 0 | 0 | 0 | 0 | 0.003 | 0 | 0 | 2.878 | 0 | 0 | 0 | 4.3362 |  |  | 25.3696
Denmark | Final energy consumption - Non-metallic mineral products industry | 5.565 | 0.827 | 0 | 0 | 0 | 0.46 | 0 | 0 | 1.065 | 0.68 | 8.128 | 0 | 0.005 | 0 | 1 | 0 | 0 | 4.763 | 0 | 0 | 0 | 22.493 |  |  | 108.8563
Denmark | Final energy consumption - Ore extraction (except fuels) industry | 0.106 | 0 | 0 | 0 | 0 | 0.046 | 0 | 0 | 2.13 | 0.24 | 0 | 0 | 0 | 0 | 0 | 0 | 0 | 0.607 | 0 | 0 | 0 | 3.129
Denmark | Final energy consumption - Food, drink and tobacco industry | 1.776 | 0.143 | 0 | 0 | 0 | 0.23 | 0 | 0 | 2.343 | 4.12 | 0 | 0 | 0.4 | 0.15 | 0.04 | 0 | 0 | 10.835 | 0 | 0 | 0.004 | 20.041
Denmark | Final energy consumption - Textile, leather and clothing industry | 0 | 0 | 0 | 0 | 0 | 0 | 0 | 0 | 0.128 | 0 | 0 | 0 | 0.01 | 0 | 0 | 0 | 0 | 0.602 | 0 | 0 | 0 | 0.74
Denmark | Final energy consumption - Paper and printing industry | 0 | 0 | 0 | 0 | 0 | 0.046 | 0 | 0 | 0.298 | 0.08 | 0 | 0 | 0 | 0 | 0.034 | 0 | 0 | 2.5958 | 0 | 0 | 0 | 3.0538
Denmark | Final energy consumption - Engineering and other metal industry | 0 | 0 | 0 | 0 | 0 | 0.368 | 0 | 0 | 2.386 | 0.12 | 0 | 0 | 0.157 | 0 | 0.01 | 0 | 0 | 3.827 | 0 | 0 | 0.005 | 6.873
Denmark | Final energy consumption - Other non-classified industries | 0 | 0 | 0 | 0 | 0 | 0.506 | 0.044 | 0 | 7.455 | 0.24 | 0 | 0 | 3.025 | 0 | 0.152 | 0 | 0 | 2.28 | 0 | 0 | 0.001 | 13.703
Estonia | Consumption - Refineries | 0 | 0 | 0 | 0 | 0 | 0 | 0 | 0 | 0 | 0 | 0 | 0 | 0 | 0 | 0 | 0 | 0 | 0 | 0 | 0 | 0 | 0 | 16.8757 | EE | 0
Estonia | Final energy consumption - Iron and steel industry | 0 | 0 | 0 | 0 | 0 | 0 | 0 | 0 | 0 | 0 | 0 | 0 | 0 | 0 | 0 | 0 | 0 | 0.023 | 0 | 0 | 0 | 0.023 |  |  | 0.016632
Estonia | Final energy consumption - Non-ferrous metal industry | 0 | 0 | 0 | 0 | 0 | 0 | 0 | 0 | 0 | 0 | 0 | 0 | 0 | 0 | 0 | 0 | 0 | 0.018 | 0 | 0 | 0 | 0.018 |  |  | 1.9261
Estonia | Final energy consumption - Chemical industry | 0 | 0 | 0 | 0 | 0 | 0.046 | 0 | 0 | 0 | 0 | 0 | 0 | 0.036 | 0 | 0 | 0 | 0 | 0.113 | 0 | 0 | 0 | 0.195 |  |  | 5.9044
Estonia | Final energy consumption - Non-metallic mineral products industry | 0.244 | 0 | 2.457 | 0.139 | 0 | 0 | 0 | 0 | 0.128 | 0.08 | 0 | 0 | 0.023 | 0 | 0 | 0 | 0 | 0.774 | 0 | 0 | 0 | 3.845 |  |  | 25.8808
Estonia | Final energy consumption - Ore extraction (except fuels) industry | 0 | 0 | 0 | 0 | 0 | 0 | 0 | 0 | 0.17 | 0 | 0 | 0 | 0.002 | 0 | 0 | 0 | 0 | 0.205 | 0 | 0 | 0 | 0.377
Estonia | Final energy consumption - Food, drink and tobacco industry | 0 | 0 | 0.009 | 0.009 | 0 | 0 | 0 | 0 | 0.298 | 0.64 | 0 | 0 | 0.045 | 0 | 0 | 0 | 0 | 1.151 | 0 | 0 | 0 | 2.152
Estonia | Final energy consumption - Textile, leather and clothing industry | 0.027 | 0 | 0 | 0 | 0 | 0 | 0 | 0 | 0.085 | 0.12 | 0 | 0 | 0.008 | 0 | 0 | 0 | 0 | 0.413 | 0 | 0 | 0 | 0.653
Estonia | Final energy consumption - Paper and printing industry | 0 | 0 | 0 | 0 | 0 | 0 | 0 | 0 | 0.043 | 0 | 0 | 0 | 0.083736 | 0 | 0 | 0 | 0 | 0.584 | 0 | 0 | 0 | 0.71074
Estonia | Final energy consumption - Engineering and other metal industry | 0.027 | 0 | 0 | 0 | 0 | 0 | 0 | 0 | 0.213 | 0.08 | 0 | 0 | 0.034 | 0 | 0 | 0 | 0 | 0.394 | 0 | 0 | 0 | 0.748
Estonia | Final energy consumption - Other non-classified industries | 0.027 | 0 | 0 | 0 | 0 | 0.046 | 0.044 | 0 | 1.193 | 0.72 | 0 | 0 | 5.219 | 0 | 0 | 0 | 0 | 0.905 | 0 | 0 | 0 | 8.154
Spain | Consumption - Refineries | 0 | 0 | 0 | 0 | 105.386 | 0 | 0 | 0 | 0 | 18.64 | 55.296 | 0 | 0 | 0 | 0 | 0 | 0 | 0 | 0 | 0 | 0 | 179.322 | 1094.1115 | ES | 430.8446
Spain | Final energy consumption - Iron and steel industry | 22.408 | 27.56 | 0 | 0 | 0 | 1.794 | 0 | 0 | 3.877 | 2.08 | 9.856 | 0 | 0.033 | 0 | 0 | 0 | 0 | 46.802 | 4.905 | 6.947 | 0 | 126.262 |  |  | 91.3064
Spain | Final energy consumption - Non-ferrous metal industry | 0 | 2.48 | 0 | 0 | 0 | 0.552 | 0 | 0 | 1.704 | 1.56 | 0 | 0.001 | 0 | 0 | 0 | 0 | 0 | 6.107 | 0 | 0 | 0 | 12.404 |  |  | 1453.8401
Spain | Final energy consumption - Chemical industry | 6.004 | 0.513 | 0 | 0 | 0 | 9.522 | 0 | 0 | 6.049 | 5.16 | 4.512 | 0 | 0.624 | 0 | 0 | 0 | 0 | 114.777 | 0.03 | 0 | 0 | 147.191 |  |  | 560.5123
Spain | Final energy consumption - Non-metallic mineral products industry | 4.237 | 0 | 0 | 0 | 0 | 1.196 | 0 | 0 | 5.197 | 3.44 | 92.928 | 0.001 | 5.402 | 0 | 0 | 0 | 0 | 154.854 | 0 | 0 | 0 | 267.255 |  |  | 931.3436
Spain | Final energy consumption - Ore extraction (except fuels) industry | 0 | 0 | 0 | 0 | 0 | 0.322 | 0 | 0 | 5.197 | 0.76 | 0 | 0 | 0 | 0 | 0 | 0 | 0 | 7.729 | 0 | 0 | 0 | 14.008
Spain | Final energy consumption - Food, drink and tobacco industry | 0 | 0.855 | 0 | 0 | 0 | 1.472 | 0 | 0 | 17.04 | 4.44 | 0 | 0.017 | 11.063 | 0.541 | 0 | 0 | 0 | 43.853 | 0 | 0 | 0 | 79.281
Spain | Final energy consumption - Textile, leather and clothing industry | 0 | 0 | 0 | 0 | 0 | 0.138 | 0 | 0 | 7.072 | 1.36 | 0 | 0.002 | 0.22 | 0 | 0 | 0 | 0 | 16.893 | 0 | 0 | 0 | 25.685
Spain | Final energy consumption - Paper and printing industry | 0 | 0 | 0 | 0 | 0 | 1.242 | 0 | 0 | 2.812 | 3.96 | 0 | 0 | 19.131 | 0.216 | 0 | 0 | 0 | 40.1095 | 0 | 0 | 0 | 67.4705
Spain | Final energy consumption - Engineering and other metal industry | 0 | 0.2 | 0 | 0 | 0 | 1.702 | 0 | 0 | 7.455 | 1.8 | 4.544 | 0.013 | 0.045 | 0 | 0 | 0 | 0 | 34.819 | 0 | 0 | 0 | 50.578
Spain | Final energy consumption - Other non-classified industries | 2.421 | 0 | 0 | 0 | 0 | 0.552 | 0 | 0 | 16.018 | 3.84 | 0 | 0.02 | 20.043 | 0 | 0 | 0 | 0 | 81.761 | 0 | 0 | 0 | 124.655
Finland | Consumption - Refineries | 0 | 0 | 0 | 0 | 20.394 | 0 | 0 | 0 | 0 | 4.56 | 1.76 | 0 | 0 | 0 | 0 | 0 | 0 | 10.574 | 0 | 0 | 0 | 37.288 | 339.0646 | FI | 89.5893
Finland | Final energy consumption - Iron and steel industry | 0 | 21.29 | 0 | 0 | 0 | 2.162 | 0 | 0 | 0 | 15 | 0 | 0 | 0 | 0 | 0 | 0 | 0 | 2.261 | 5.908 | 9.176 | 0 | 55.797 |  |  | 40.3496
Finland | Final energy consumption - Non-ferrous metal industry | 0 | 0.171 | 0 | 0 | 0 | 0.414 | 0 | 0 | 0.085 | 0.2 | 0 | 0 | 0 | 0 | 0 | 0 | 0 | 0.01 | 0 | 0 | 0 | 0.88 |  |  | 107.4507
Finland | Final energy consumption - Chemical industry | 2.27 | 0 | 1.581 | 1.581 | 0.297 | 1.38 | 0 | 0 | 0.085 | 2.4 | 0 | 0 | 0.417 | 0 | 0 | 0 | 0.114 | 0.75362 | 0 | 0 | 0 | 10.8786 |  |  | 1534.9374
Finland | Final energy consumption - Non-metallic mineral products industry | 4.284 | 0.827 | 0 | 0 | 0 | 1.38 | 0 | 0 | 0.852 | 0.72 | 1.216 | 0 | 0.05 | 0 | 0 | 0 | 0.09 | 3.006 | 0 | 0 | 0 | 12.425 |  |  | 81.6917
Finland | Final energy consumption - Ore extraction (except fuels) industry | 0 | 0 | 0 | 0 | 0 | 0 | 0 | 0 | 0.426 | 0.12 | 0 | 0 | 0 | 0 | 0 | 0 | 0 | 0 | 0 | 0 | 0 | 0.546
Finland | Final energy consumption - Food, drink and tobacco industry | 0 | 0.057 | 0.428 | 0.428 | 0 | 0.506 | 0 | 0 | 0.852 | 1 | 0 | 0 | 0.234 | 0 | 0 | 0 | 0 | 0.738 | 0 | 0 | 0 | 4.243
Finland | Final energy consumption - Textile, leather and clothing industry | 0 | 0 | 0 | 0 | 0 | 0 | 0 | 0 | 0.426 | 0.72 | 0 | 0 | 0.001 | 0 | 0.015 | 0 | 0 | 0.23 | 0 | 0 | 0 | 1.392
Finland | Final energy consumption - Paper and printing industry | 0.485 | 0 | 7.823 | 7.823 | 0 | 1.288 | 0 | 0 | 0.554 | 10 | 0 | 0 | 134.047 | 0 | 0.764 | 0 | 0 | 21.981 | 0 | 0 | 0 | 184.765
Finland | Final energy consumption - Engineering and other metal industry | 0 | 0 | 0 | 0 | 0 | 0 | 0 | 0 | 1.15 | 0.56 | 0 | 0 | 0.005 | 0 | 0 | 0 | 0 | 0.664 | 0 | 0 | 0 | 2.379
Finland | Final energy consumption - Other non-classified industries | 0 | 0 | 0 | 0 | 0 | 0 | 0 | 0 | 20.448 | 1.48 | 0 | 0 | 5.04 | 0.5 | 0.446 | 0 | 0.097 | 0.46 | 0 | 0 | 0 | 28.471
France | Consumption - Refineries | 0 | 0 | 0 | 0 | 110.88 | 2.162 | 0 | 0 | 0.682 | 33.48 | 53.968 | 0 | 0 | 0 | 0 | 0 | 0 | 0 | 0 | 0 | 0 | 201.172 | 1102.3729 | FR | 483.3421
France | Final energy consumption - Iron and steel industry | 76.336 | 67.602 | 0 | 0 | 0 | 0.138 | 0 | 0 | 0.213 | 0 | 0.24 | 0 | 0 | 0 | 0 | 0 | 0 | 33.404 | 15.755 | 25.721 | 0 | 219.409 |  |  | 158.6657
France | Final energy consumption - Non-ferrous metal industry | 0 | 0.314 | 0 | 0 | 0 | 0.552 | 0 | 0 | 0.426 | 1.96 | 0 | 0 | 0 | 0 | 0 | 0 | 0 | 12.056 | 0 | 0 | 0 | 15.308 |  |  | 1278.2915
France | Final energy consumption - Chemical industry | 13.0209 | 3.791 | 0 | 0 | 0 | 14.122 | 0 | 0 | 0 | 13.44 | 0 | 0 | 0 | 0 | 0 | 0 | 0 | 85.044 | 0 | 0 | 0 | 129.4179 |  |  | 609.8544
France | Final energy consumption - Non-metallic mineral products industry | 7.02 | 2.024 | 0 | 0 | 0 | 1.886 | 0 | 0 | 1.534 | 19.6 | 32.648 | 0 | 0 | 0 | 0 | 0 | 0 | 72.185 | 0 | 0 | 0 | 136.897 |  |  | 777.3244
France | Final energy consumption - Ore extraction (except fuels) industry | 0 | 0 | 0 | 0 | 0 | 0.552 | 0 | 0 | 3.323 | 0.84 | 0 | 0 | 0 | 0 | 0 | 0 | 0 | 1.756 | 0 | 0 | 0 | 6.471
France | Final energy consumption - Food, drink and tobacco industry | 17.394 | 0.998 | 0 | 0 | 0 | 4.462 | 0 | 0 | 2.769 | 12.72 | 0 | 0 | 4.06 | 0.907 | 0 | 0 | 0 | 67.227 | 0 | 0 | 0 | 110.537
France | Final energy consumption - Textile, leather and clothing industry | 0 | 0 | 0 | 0 | 0 | 0.368 | 0 | 0 | 0.554 | 1.36 | 0 | 0 | 0 | 0 | 0 | 0 | 0 | 12.147 | 0 | 0 | 0 | 14.429
France | Final energy consumption - Paper and printing industry | 4.888 | 0 | 0 | 0 | 0 | 0.966 | 0 | 0 | 0.554 | 4.08 | 0 | 0 | 23.232 | 0 | 0 | 0 | 0 | 39.69 | 0 | 0 | 0 | 73.41
France | Final energy consumption - Engineering and other metal industry | 0 | 0.912 | 0 | 0 | 0 | 4.048 | 0 | 0 | 4.175 | 1.88 | 0.896 | 0 | 0 | 0 | 0 | 0 | 0 | 62.459 | 0 | 0 | 0 | 74.37
France | Final energy consumption - Other non-classified industries | 2.236 | 0 | 0 | 0 | 0 | 1.886 | 0 | 0 | 40.214 | 2 | 12.704 | 0 | 41.072 | 0 | 0 | 0 | 0 | 20.84 | 0 | 0 | 0 | 120.952
Greece | Consumption - Refineries | 0 | 0 | 0 | 0 | 21.929 | 2.714 | 0 | 0 | 0 | 17.68 | 4.8 | 0 | 0 | 0 | 0 | 0 | 0 | 0 | 0 | 0 | 0 | 47.123 | 168.673 | GR | 113.2192
Greece | Final energy consumption - Iron and steel industry | 0 | 0 | 0 | 0 | 0 | 0 | 0 | 0 | 0.043 | 0.16 | 0 | 0 | 0 | 0 | 0 | 0 | 0 | 2.927 | 0 | 0 | 0 | 3.13 |  |  | 2.2635
Greece | Final energy consumption - Non-ferrous metal industry | 3.356 | 0 | 3.765 | 0 | 0 | 1.472 | 0 | 0 | 0.085 | 7.08 | 0 | 0 | 0 | 0 | 0 | 0 | 0 | 2.651 | 0 | 0 | 0 | 18.409 |  |  | 90.6928
Greece | Final energy consumption - Chemical industry | 0 | 0 | 0 | 0 | 0 | 2.3 | 0 | 0 | 0.426 | 4.24 | 0 | 0 | 0 | 0 | 0 | 0 | 0 | 2.216 | 0 | 0 | 0 | 9.182 |  |  | 28.1542
Greece | Final energy consumption - Non-metallic mineral products industry | 10.991 | 0 | 0 | 0 | 0 | 0.644 | 0 | 0 | 0.17 | 5.52 | 18.048 | 0 | 0.032 | 0 | 0 | 0 | 0 | 2.878 | 0 | 0 | 0 | 38.283 |  |  | 171.7854
Greece | Final energy consumption - Ore extraction (except fuels) industry | 0 | 0 | 0 | 0 | 0 | 0.92 | 0 | 0 | 1.704 | 0.12 | 0 | 0 | 0 | 0 | 0 | 0 | 0 | 0 | 0 | 0 | 0 | 2.744
Greece | Final energy consumption - Food, drink and tobacco industry | 0 | 0 | 0 | 0 | 0 | 1.288 | 0 | 0 | 0.98 | 4.16 | 0 | 0 | 8.962 | 0.012 | 0 | 0 | 0 | 4.567 | 0 | 0 | 0 | 19.969
Greece | Final energy consumption - Textile, leather and clothing industry | 0 | 0 | 0 | 0 | 0 | 0 | 0 | 0 | 0.213 | 2.16 | 0 | 0 | 0 | 0 | 0 | 0 | 0 | 0.806 | 0 | 0 | 0 | 3.179
Greece | Final energy consumption - Paper and printing industry | 0 | 0 | 0 | 0 | 0 | 0.46 | 0 | 0 | 0.128 | 1.68 | 0 | 0 | 0 | 0 | 0 | 0 | 0 | 1.121 | 0 | 0 | 0 | 3.389
Greece | Final energy consumption - Engineering and other metal industry | 0 | 0.114 | 0 | 0 | 0 | 0.046 | 0 | 0 | 0.724 | 0.36 | 0 | 0 | 0 | 0 | 0 | 0 | 0 | 0.068 | 0 | 0 | 0 | 1.312
Greece | Final energy consumption - Other non-classified industries | 0 | 0 | 0 | 0 | 0 | 4.554 | 0 | 0.172 | 14.228 | 1.2 | 0 | 0.017 | 1.194 | 0 | 0 | 0 | 0 | 0.588 | 0 | 0 | 0 | 21.953
Hungary | Consumption - Refineries | 0 | 0 | 0 | 0 | 7.475 | 0 | 0 | 0 | 0 | 2.12 | 7.456 | 0 | 0 | 0 | 0 | 0 | 0 | 12.182 | 0 | 0 | 0 | 29.233 | 122.85 | HU | 70.2361
Hungary | Final energy consumption - Iron and steel industry | 0 | 12.768 | 0 | 0 | 0 | 0 | 0 | 0 | 0 | 0 | 0 | 0 | 0 | 0 | 0 | 0 | 0 | 5.774 | 1.582 | 3.27 | 0 | 23.394 |  |  | 16.9174
Hungary | Final energy consumption - Non-ferrous metal industry | 0 | 0 | 0 | 0 | 0 | 0 | 0 | 0 | 0.085 | 0 | 0 | 0 | 0 | 0 | 0 | 0 | 0 | 4.172 | 0 | 0 | 0 | 4.257 |  |  | 107.4248
Hungary | Final energy consumption - Chemical industry | 0 | 0 | 0 | 0 | 0.891 | 0 | 0 | 0 | 0 | 1.28 | 0.448 | 0 | 0 | 0 | 0 | 0 | 0 | 8.257 | 0 | 0 | 0 | 10.876 |  |  | 25.7699
Hungary | Final energy consumption - Non-metallic mineral products industry | 4.503 | 0.399 | 0 | 0 | 0 | 0.322 | 0 | 0 | 0.213 | 0.28 | 4.448 | 0 | 0.83 | 0 | 0 | 0.012 | 1.078 | 10.898 | 0 | 0 | 0 | 22.983 |  |  | 91.2816
Hungary | Final energy consumption - Ore extraction (except fuels) industry | 0 | 0 | 0 | 0 | 0 | 0 | 0 | 0 | 0.469 | 0 | 0 | 0 | 0 | 0 | 0 | 0 | 0 | 0.074 | 0 | 0 | 0 | 0.543
Hungary | Final energy consumption - Food, drink and tobacco industry | 0.048 | 0.2 | 0 | 0 | 0 | 0.184 | 0 | 0 | 0.043 | 0.8 | 0 | 0 | 1.104 | 0 | 0 | 0 | 0.118 | 10.895 | 0 | 0 | 0 | 13.392
Hungary | Final energy consumption - Textile, leather and clothing industry | 0 | 0 | 0 | 0 | 0 | 0 | 0 | 0 | 0 | 0 | 0 | 0 | 0 | 0 | 0 | 0.002 | 0 | 0.975 | 0 | 0 | 0 | 0.977
Hungary | Final energy consumption - Paper and printing industry | 0 | 0 | 0 | 0 | 0 | 0.046 | 0 | 0 | 0 | 0.32 | 0 | 0 | 0.229 | 0 | 0 | 0 | 0 | 2.507 | 0 | 0 | 0 | 3.102
Hungary | Final energy consumption - Engineering and other metal industry | 0 | 0.114 | 0.036 | 0 | 0 | 0.092 | 0 | 0 | 0.043 | 0 | 0 | 0 | 0.002 | 0 | 0 | 0.058 | 0 | 9.093 | 0 | 0 | 0 | 9.438
Hungary | Final energy consumption - Other non-classified industries | 0.024 | 0 | 0 | 0 | 0 | 0.276 | 0 | 0 | 0.682 | 0 | 0 | 0 | 1.065 | 0 | 0 | 0 | 0 | 2.608 | 0 | 0 | 0 | 4.655
Ireland | Consumption - Refineries | 0 | 0 | 0 | 0 | 4.505 | 0.322 | 0 | 0 | 0.256 | 1.2 | 0 | 0 | 0 | 0 | 0 | 0 | 0 | 0 | 0 | 0 | 0 | 6.283 | 86.7135 | IE | 15.0957
Ireland | Final energy consumption - Iron and steel industry | 0 | 0 | 0 | 0 | 0 | 0 | 0 | 0 | 0 | 0 | 0 | 0 | 0 | 0 | 0 | 0 | 0 | 0 | 0 | 0 | 0 | 0 |  |  | 0
Ireland | Final energy consumption - Non-ferrous metal industry | 0 | 0 | 0 | 0 | 0 | 0 | 0 | 0 | 0 | 14.132 | 0 | 0 | 0 | 0 | 0 | 0 | 0 | 0.545 | 0 | 0 | 0 | 14.677 |  |  | 113.1536
Ireland | Final energy consumption - Chemical industry | 0 | 0 | 0 | 0 | 0 | 0.23 | 0 | 3.913 | 0.639 | 1 | 0 | 0 | 0 | 0 | 0 | 0 | 0 | 5.674 | 0 | 0 | 0 | 11.456 |  |  | 6.0857
Ireland | Final energy consumption - Non-metallic mineral products industry | 5.012 | 0 | 0 | 0 | 0 | 0.368 | 0 | 0 | 0.931 | 0.44 | 9.344 | 0 | 0 | 0 | 0 | 0 | 0 | 2.522 | 0 | 0 | 0 | 18.617 |  |  | 110.7519
Ireland | Final energy consumption - Ore extraction (except fuels) industry | 0 | 0 | 0 | 0 | 0 | 0 | 0 | 0 | 1.034 | 0.211 | 0 | 0 | 0 | 0 | 0 | 0 | 0 | 1.669 | 0 | 0 | 0 | 2.914
Ireland | Final energy consumption - Food, drink and tobacco industry | 1.002 | 0 | 0 | 0 | 0 | 0.092 | 0 | 0.215 | 3.207 | 2.559 | 0 | 0 | 2.097 | 0.165 | 0 | 0 | 0 | 8.051 | 0 | 0 | 0 | 17.388
Ireland | Final energy consumption - Textile, leather and clothing industry | 0.445 | 0 | 0 | 0 | 0 | 0.23 | 0 | 0.215 | 0.469 | 0.117 | 0 | 0 | 0 | 0 | 0 | 0 | 0 | 0.068 | 0 | 0 | 0 | 1.544
Ireland | Final energy consumption - Paper and printing industry | 0 | 0 | 0 | 0 | 0 | 0 | 0 | 0 | 0.155 | 0.117 | 0 | 0 | 0 | 0 | 0 | 0 | 0 | 0.46055 | 0 | 0 | 0 | 0.73255
Ireland | Final energy consumption - Engineering and other metal industry | 0.39 | 0 | 0 | 0 | 0 | 0.46 | 0 | 0.387 | 1.138 | 0.398 | 0 | 0 | 0 | 0 | 0 | 0 | 0 | 2.356 | 0 | 0 | 0 | 5.129
Ireland | Final energy consumption - Other non-classified industries | 0 | 0 | 0 | 0 | 0 | 1.38 | 0 | 0.387 | 0.317 | 0.567 | 0 | 0 | 4.579 | 0 | 0 | 0 | 0 | 0.743 | 0 | 0 | 0 | 7.973
Italy | Consumption - Refineries | 0 | 0 | 0 | 0 | 116.82 | 2.392 | 0.968 | 0 | 11.289 | 73.28 | 37.92 | 0 | 0 | 0 | 0 | 0 | 0 | 0 | 0 | 0 | 0 | 242.669 | 1357.359 | IT | 583.0441
Italy | Final energy consumption - Iron and steel industry | 44.613 | 105.963 | 0 | 0 | 0 | 1.15 | 0 | 0 | 0.383 | 3.08 | 0.096 | 0 | 0 | 0 | 0 | 0 | 0 | 81.733 | 0 | 0.801 | 0 | 237.819 |  |  | 171.9789
Italy | Final energy consumption - Non-ferrous metal industry | 0.053 | 0.228 | 0 | 0 | 0 | 0.92 | 0 | 0.043 | 0.298 | 1.8 | 0 | 0 | 0 | 0 | 0 | 0 | 0 | 16.734 | 0 | 0 | 0 | 20.076 |  |  | 1552.0594
Italy | Final energy consumption - Chemical industry | 0.08 | 0.143 | 0 | 0 | 0 | 1.288 | 11.308 | 0 | 1.661 | 32.28 | 0.48 | 0 | 0 | 0 | 0 | 0 | 0 | 109.895 | 0 | 0 | 0 | 157.135 |  |  | 390.9266
Italy | Final energy consumption - Non-metallic mineral products industry | 24.38 | 0.399 | 0.084 | 0 | 0 | 6.992 | 0 | 0 | 2.513 | 16.64 | 108.576 | 0 | 8.3 | 0 | 0 | 0 | 0 | 149.496 | 0 | 0 | 0 | 317.38 |  |  | 1091.7101
Italy | Final energy consumption - Ore extraction (except fuels) industry | 0 | 0 | 0 | 0 | 0 | 0.184 | 0 | 0 | 0.98 | 0.8 | 0 | 0 | 0 | 0 | 0 | 0 | 0 | 1.296 | 0 | 0 | 0 | 3.26
Italy | Final energy consumption - Food, drink and tobacco industry | 0 | 0 | 0 | 0 | 0 | 2.024 | 0 | 0 | 2.386 | 27.16 | 0 | 0 | 0 | 0 | 0 | 0 | 0 | 61.937 | 0 | 0 | 0 | 93.507
Italy | Final energy consumption - Textile, leather and clothing industry | 0 | 0 | 0 | 0 | 0 | 1.334 | 0 | 0 | 2.087 | 9.52 | 0 | 0 | 0 | 0 | 0 | 0 | 0 | 49.546 | 0 | 0 | 0 | 62.487
Italy | Final energy consumption - Paper and printing industry | 0 | 0 | 0 | 0 | 0 | 0.414 | 0 | 0 | 1.15 | 7.52 | 0 | 0 | 0 | 0 | 0 | 0 | 0 | 37.973 | 0 | 0 | 0 | 47.057
Italy | Final energy consumption - Engineering and other metal industry | 0 | 0 | 0 | 0 | 0 | 3.358 | 1.32 | 0.989 | 5.197 | 17.72 | 0 | 0 | 0 | 0 | 0 | 0 | 0 | 91.086 | 0 | 0 | 0 | 119.67
Italy | Final energy consumption - Other non-classified industries | 0 | 0.428 | 0 | 0 | 0 | 1.196 | 0 | 0 | 4.814 | 13.24 | 0 | 0 | 0 | 0 | 0 | 0 | 2.6 | 34.021 | 0 | 0 | 0 | 56.299
Lithuania | Consumption - Refineries | 0 | 0 | 0 | 0 | 15.444 | 0 | 0 | 0 | 0 | 6.72 | 4.128 | 0 | 0 | 0 | 0 | 0 | 0 | 0.028 | 0 | 0 | 0 | 26.32 | 50.5257 | LT | 63.2372
Lithuania | Final energy consumption - Iron and steel industry | 0 | 0.057 | 0 | 0 | 0 | 0 | 0 | 0 | 0 | 0 | 0 | 0 | 0 | 0 | 0 | 0 | 0 | 0.05 | 0 | 0 | 0 | 0.107 |  |  | 0.077377
Lithuania | Final energy consumption - Non-ferrous metal industry | 0 | 0 | 0 | 0 | 0 | 0 | 0 | 0 | 0 | 0 | 0 | 0 | 0 | 0 | 0 | 0 | 0 | 0 | 0 | 0 | 0 | 0 |  |  | 19.8499
Lithuania | Final energy consumption - Chemical industry | 0 | 0 | 0 | 0 | 0 | 0 | 0 | 0 | 0 | 0 | 0 | 0 | 0 | 0 | 0 | 0 | 0 | 2.0097 | 0 | 0 | 0 | 2.0097 |  |  | 0.53168
Lithuania | Final energy consumption - Non-metallic mineral products industry | 3.24 | 0.399 | 0 | 0 | 0 | 0 | 0 | 0 | 0.17 | 1.16 | 0.064 | 0 | 0.566 | 0 | 0 | 0 | 0 | 1.614 | 0 | 0 | 0 | 7.213 |  |  | 35.745
Lithuania | Final energy consumption - Ore extraction (except fuels) industry | 0 | 0 | 0 | 0 | 0 | 0 | 0 | 0 | 0.17 | 0 | 0 | 0 | 0.005 | 0 | 0 | 0 | 0 | 0.033 | 0 | 0 | 0 | 0.208
Lithuania | Final energy consumption - Food, drink and tobacco industry | 0.05 | 0.057 | 0 | 0 | 0 | 0.184 | 0 | 0 | 0.256 | 0.36 | 0 | 0 | 0.298 | 0 | 0 | 0 | 0 | 3.694 | 0 | 0 | 0 | 4.899
Lithuania | Final energy consumption - Textile, leather and clothing industry | 0.05 | 0 | 0 | 0 | 0 | 0 | 0 | 0 | 0.128 | 0.04 | 0 | 0 | 0.078 | 0 | 0 | 0 | 0 | 1.229 | 0 | 0 | 0 | 1.525
Lithuania | Final energy consumption - Paper and printing industry | 0 | 0 | 0 | 0 | 0 | 0 | 0 | 0 | 0 | 0 | 0 | 0 | 0 | 0 | 0 | 0 | 0 | 0.064 | 0 | 0 | 0 | 0.064
Lithuania | Final energy consumption - Engineering and other metal industry | 0 | 0 | 0 | 0 | 0 | 0 | 0 | 0 | 0.043 | 0 | 0 | 0 | 0.372 | 0 | 0 | 0 | 0 | 1.343 | 0 | 0 | 0 | 1.758
Lithuania | Final energy consumption - Other non-classified industries | 0.05 | 0 | 0.015 | 0 | 0 | 0.138 | 0.132 | 0 | 0.809 | 0.28 | 0 | 0 | 2.914 | 0 | 0 | 0 | 0 | 2.084 | 0 | 0 | 0 | 6.422
Luxembourg (Grand-Duché) | Consumption - Refineries | 0 | 0 | 0 | 0 | 0 | 0 | 0 | 0 | 0 | 0 | 0 | 0 | 0 | 0 | 0 | 0 | 0 | 0 | 0 | 0 | 0 | 0 | 24.105 | LU | 0
Luxembourg (Grand-Duché) | Final energy consumption - Iron and steel industry | 0.996 | 0 | 0 | 0 | 0 | 0 | 0 | 0 | 0.085 | 0 | 0 | 0 | 0 | 0 | 0 | 0 | 0 | 7.115 | 0 | 0 | 0 | 8.196 |  |  | 5.9269
Luxembourg (Grand-Duché) | Final energy consumption - Non-ferrous metal industry | 0 | 0 | 0 | 0 | 0 | 0 | 0 | 0 | 0 | 0 | 0 | 0 | 0 | 0 | 0 | 0 | 0 | 0 | 0 | 0 | 0 | 0 |  |  | 1.3334
Luxembourg (Grand-Duché) | Final energy consumption - Chemical industry | 0 | 0 | 0 | 0 | 0 | 0.092 | 0 | 0 | 0.043 | 0 | 0 | 0 | 0 | 0 | 0 | 0 | 0 | 0 | 0 | 0 | 0 | 0.135 |  |  | 0
Luxembourg (Grand-Duché) | Final energy consumption - Non-metallic mineral products industry | 2.256 | 0 | 0.141 | 0 | 0 | 0 | 0 | 0 | 0.213 | 0 | 0 | 0 | 0 | 0 | 0 | 0 | 0 | 0 | 0 | 0 | 0 | 2.61 |  |  | 25.6001
Luxembourg (Grand-Duché) | Final energy consumption - Ore extraction (except fuels) industry | 0 | 0 | 0 | 0 | 0 | 0 | 0 | 0 | 0.213 | 0 | 0 | 0 | 0 | 0 | 0 | 0 | 0 | 0 | 0 | 0 | 0 | 0.213
Luxembourg (Grand-Duché) | Final energy consumption - Food, drink and tobacco industry | 0 | 0 | 0 | 0 | 0 | 0.092 | 0 | 0 | 0.17 | 0 | 0 | 0 | 0 | 0 | 0 | 0 | 0 | 0 | 0 | 0 | 0 | 0.262
Luxembourg (Grand-Duché) | Final energy consumption - Textile, leather and clothing industry | 0 | 0 | 0 | 0 | 0 | 0 | 0 | 0 | 0 | 0 | 0 | 0 | 0 | 0 | 0 | 0 | 0 | 0 | 0 | 0 | 0 | 0
Luxembourg (Grand-Duché) | Final energy consumption - Paper and printing industry | 0 | 0 | 0 | 0 | 0 | 0 | 0 | 0 | 0 | 0 | 0 | 0 | 0 | 0 | 0 | 0 | 0 | 0 | 0 | 0 | 0 | 0
Luxembourg (Grand-Duché) | Final energy consumption - Engineering and other metal industry | 0 | 0 | 0 | 0 | 0 | 0 | 0 | 0 | 0 | 0 | 0 | 0 | 0 | 0 | 0 | 0 | 0 | 0 | 0 | 0 | 0 | 0
Luxembourg (Grand-Duché) | Final energy consumption - Other non-classified industries | 0 | 0 | 0 | 0 | 0 | 0.138 | 0.044 | 0 | 1.917 | 0.08 | 0 | 0 | 0 | 0 | 0 | 0 | 0 | 10.51 | 0 | 0 | 0 | 12.689
Latvia | Consumption - Refineries | 0 | 0 | 0 | 0 | 0 | 0 | 0 | 0 | 0 | 0 | 0 | 0 | 0 | 0 | 0 | 0 | 0 | 0 | 0 | 0 | 0 | 0 | 22.636 | LV | 0
Latvia | Final energy consumption - Iron and steel industry | 0 | 0.2 | 0 | 0 | 0 | 0 | 0 | 0 | 0.043 | 0 | 0.8 | 0 | 0 | 0 | 0 | 0 | 0 | 4.125 | 0 | 0 | 0 | 5.168 |  |  | 3.7372
Latvia | Final energy consumption - Non-ferrous metal industry | 0 | 0 | 0 | 0 | 0 | 0 | 0 | 0 | 0 | 0 | 0 | 0 | 0 | 0 | 0 | 0 | 0 | 0.202 | 0 | 0 | 0 | 0.202 |  |  | 4.6028
Latvia | Final energy consumption - Chemical industry | 0 | 0 | 0 | 0 | 0 | 0 | 0 | 0 | 0 | 0 | 0 | 0 | 0.029 | 0 | 0 | 0 | 0 | 0.437 | 0 | 0 | 0 | 0.466 |  |  | 2.1184
Latvia | Final energy consumption - Non-metallic mineral products industry | 0.682 | 0 | 0 | 0 | 0 | 0 | 0 | 0 | 0.256 | 0.04 | 0.656 | 0 | 0.095 | 0 | 0 | 0 | 0.183 | 2.381 | 0 | 0 | 0 | 4.293 |  |  | 27.1792
Latvia | Final energy consumption - Ore extraction (except fuels) industry | 0.026 | 0 | 0 | 0 | 0 | 0 | 0 | 0 | 0.043 | 0 | 0 | 0 | 0.007 | 0 | 0 | 0 | 0 | 0.033 | 0 | 0 | 0 | 0.109
Latvia | Final energy consumption - Food, drink and tobacco industry | 0.105 | 0.029 | 0 | 0 | 0 | 0.046 | 0 | 0 | 0.298 | 0.36 | 0.2 | 0 | 1.003 | 0 | 0 | 0 | 0 | 2.684 | 0 | 0 | 0 | 4.725
Latvia | Final energy consumption - Textile, leather and clothing industry | 0.026 | 0 | 0 | 0 | 0 | 0 | 0 | 0 | 0 | 0 | 0 | 0 | 0.046 | 0 | 0 | 0 | 0 | 0.771 | 0 | 0 | 0 | 0.843
Latvia | Final energy consumption - Paper and printing industry | 0.026 | 0 | 0 | 0 | 0 | 0 | 0 | 0 | 0 | 0 | 0 | 0 | 0.027 | 0 | 0 | 0 | 0 | 0.202 | 0 | 0 | 0 | 0.255
Latvia | Final energy consumption - Engineering and other metal industry | 0.026 | 0 | 0 | 0 | 0 | 0.046 | 0 | 0 | 0.043 | 0.04 | 0 | 0 | 0.1 | 0 | 0 | 0 | 0 | 0.436 | 0 | 0 | 0 | 0.691
Latvia | Final energy consumption - Other non-classified industries | 0.026 | 0 | 0 | 0 | 0 | 0 | 0.088 | 0 | 0.724 | 0.04 | 0.04 | 0 | 3.893 | 0 | 0 | 0 | 0 | 1.073 | 0 | 0 | 0 | 5.884
Malta | Consumption - Refineries | 0 | 0 | 0 | 0 | 0 | 0 | 0 | 0 | 0 | 0 | 0 | 0 | 0 | 0 | 0 | 0 | 0 | 0 | 0 | 0 | 0 | 0 | 0 | MT | 0
Malta | Final energy consumption - Iron and steel industry | 0 | 0 | 0 | 0 | 0 | 0 | 0 | 0 | 0 | 0 | 0 | 0 | 0 | 0 | 0 | 0 | 0 | 0 | 0 | 0 | 0 | 0 |  |  | 0
Malta | Final energy consumption - Non-ferrous metal industry | 0 | 0 | 0 | 0 | 0 | 0 | 0 | 0 | 0 | 0 | 0 | 0 | 0 | 0 | 0 | 0 | 0 | 0 | 0 | 0 | 0 | 0 |  |  | 0
Malta | Final energy consumption - Chemical industry | 0 | 0 | 0 | 0 | 0 | 0 | 0 | 0 | 0 | 0 | 0 | 0 | 0 | 0 | 0 | 0 | 0 | 0 | 0 | 0 | 0 | 0 |  |  | 0
Malta | Final energy consumption - Non-metallic mineral products industry | 0 | 0 | 0 | 0 | 0 | 0 | 0 | 0 | 0 | 0 | 0 | 0 | 0 | 0 | 0 | 0 | 0 | 0 | 0 | 0 | 0 | 0 |  |  | 0
Malta | Final energy consumption - Ore extraction (except fuels) industry | 0 | 0 | 0 | 0 | 0 | 0 | 0 | 0 | 0 | 0 | 0 | 0 | 0 | 0 | 0 | 0 | 0 | 0 | 0 | 0 | 0 | 0
Malta | Final energy consumption - Food, drink and tobacco industry | 0 | 0 | 0 | 0 | 0 | 0 | 0 | 0 | 0 | 0 | 0 | 0 | 0 | 0 | 0 | 0 | 0 | 0 | 0 | 0 | 0 | 0
Malta | Final energy consumption - Textile, leather and clothing industry | 0 | 0 | 0 | 0 | 0 | 0 | 0 | 0 | 0 | 0 | 0 | 0 | 0 | 0 | 0 | 0 | 0 | 0 | 0 | 0 | 0 | 0
Malta | Final energy consumption - Paper and printing industry | 0 | 0 | 0 | 0 | 0 | 0 | 0 | 0 | 0 | 0 | 0 | 0 | 0 | 0 | 0 | 0 | 0 | 0 | 0 | 0 | 0 | 0
Malta | Final energy consumption - Engineering and other metal industry | 0 | 0 | 0 | 0 | 0 | 0 | 0 | 0 | 0 | 0 | 0 | 0 | 0 | 0 | 0 | 0 | 0 | 0 | 0 | 0 | 0 | 0
Malta | Final energy consumption - Other non-classified industries | 0 | 0 | 0 | 0 | 0 | 0 | 0 | 0 | 0 | 0 | 0 | 0 | 0 | 0 | 0 | 0 | 0 | 0 | 0 | 0 | 0 | 0
Netherlands | Consumption - Refineries | 0 | 0 | 0 | 0 | 138.798 | 0.046 | 0 | 0 | 0 | 7.56 | 19.88 | 0 | 0 | 0 | 0 | 0 | 0 | 31.56 | 0 | 0 | 0 | 197.844 | 588.203 | NL | 475.3461
Netherlands | Final energy consumption - Iron and steel industry | 43.784 | 16.103 | 0 | 0 | 0 | 0.046 | 0 | 0 | 0.128 | 0 | 0 | 0 | 0 | 0 | 0 | 0 | 0 | 12.254 | 8.172 | 12.386 | 0 | 92.873 |  |  | 67.1612
Netherlands | Final energy consumption - Non-ferrous metal industry | 0 | 0 | 0 | 0 | 0 | 0 | 0 | 0 | 0 | 0 | 0 | 0 | 0 | 0 | 0 | 0 | 0 | 4.043 | 0 | 0 | 0 | 4.043 |  |  | 1378.9806
Netherlands | Final energy consumption - Chemical industry | 0 | 0 | 0 | 0 | 53.51 | 0 | 0 | 0.215 | 0.085 | 0 | 0 | 0 | 0 | 0.021 | 0 | 0 | 0 | 85.781 | 0 | 0 | 0 | 139.612 |  |  | 164.7961
Netherlands | Final energy consumption - Non-metallic mineral products industry | 0.029 | 0.941 | 0.48 | 0 | 0 | 0.046 | 0 | 0 | 0.17 | 0.52 | 0 | 0 | 0 | 0 | 0 | 0 | 0 | 23.235 | 0 | 0 | 0 | 25.421 |  |  | 224.0242
Netherlands | Final energy consumption - Ore extraction (except fuels) industry | 0 | 0 | 0.08 | 0 | 0 | 0 | 0 | 0 | 0.895 | 0 | 0 | 0 | 0 | 0 | 0 | 0 | 0 | 4.541 | 0 | 0 | 0 | 5.516
Netherlands | Final energy consumption - Food, drink and tobacco industry | 0.571 | 0 | 0 | 0 | 0 | 0 | 0 | 0 | 0.469 | 0.2 | 0 | 0 | 0 | 0.783 | 0 | 0 | 0 | 58.964 | 0 | 0 | 0 | 60.987
Netherlands | Final energy consumption - Textile, leather and clothing industry | 0.059 | 0 | 0 | 0 | 0 | 0 | 0 | 0 | 0 | 0 | 0 | 0 | 0 | 0 | 0 | 0 | 0 | 3.532 | 0 | 0 | 0 | 3.591
Netherlands | Final energy consumption - Paper and printing industry | 0 | 0 | 0 | 0 | 0 | 0 | 0 | 0 | 0 | 0 | 0 | 0 | 0 | 0.176 | 0 | 0 | 0 | 19.661 | 0 | 0 | 0 | 19.837
Netherlands | Final energy consumption - Engineering and other metal industry | 0 | 0 | 0 | 0 | 0 | 0.184 | 0 | 0 | 0.554 | 0 | 0 | 0 | 0 | 0 | 0 | 0 | 0 | 16.42 | 0 | 0 | 0 | 17.158
Netherlands | Final energy consumption - Other non-classified industries | 0 | 0 | 0 | 0 | 0.198 | 0.138 | 0 | 0 | 4.856 | 0 | 0.04 | 0 | 3.733 | 0 | 0 | 0 | 0 | 12.356 | 0 | 0 | 0 | 21.321
Poland | Consumption - Refineries | 0 | 0 | 0 | 0 | 10.346 | 0 | 0 | 0 | 0.298 | 42.56 | 0.594 | 0 | 0 | 0 | 0 | 0 | 0.285 | 23.04 | 0 | 0 | 0 | 77.123 | 539.664 | PL | 185.2981
Poland | Final energy consumption - Iron and steel industry | 6.322 | 50.987 | 0 | 0 | 0 | 0 | 0 | 0 | 0.085 | 0 | 0 | 0 | 0.002 | 0 | 0 | 0 | 0.806 | 19.991 | 11.895 | 14.566 | 0 | 104.654 |  |  | 75.6806
Poland | Final energy consumption - Non-ferrous metal industry | 0.024 | 5.814 | 0 | 0 | 0 | 0.046 | 0 | 0 | 0.17 | 0.4 | 0 | 0 | 0 | 0 | 0 | 0 | 1.003 | 6.468 | 0 | 0 | 0 | 13.925 |  |  | 753.7713
Poland | Final energy consumption - Chemical industry | 30.121 | 1.454 | 0 | 0 | 18.266 | 2.99 | 0 | 0 | 3.749 | 3.92 | 0.03 | 0 | 0.165 | 0 | 0 | 0 | 6.901 | 8.104 | 0.608 | 0.006 | 0 | 76.314 |  |  | 303.0248
Poland | Final energy consumption - Non-metallic mineral products industry | 31.22 | 2.594 | 0.035 | 0 | 0 | 0.874 | 0 | 0 | 2.173 | 4.08 | 8.919 | 0 | 0.11 | 0 | 0.717 | 0 | 2.701 | 38.963 | 1.37 | 0 | 0 | 93.756 |  |  | 397.775
Poland | Final energy consumption - Ore extraction (except fuels) industry | 0.537 | 0.029 | 0 | 0 | 0 | 0.046 | 0 | 0 | 2.343 | 0 | 0 | 0 | 0.001 | 0 | 0 | 0 | 0 | 0.993 | 0 | 0 | 0 | 3.949
Poland | Final energy consumption - Food, drink and tobacco industry | 35.911 | 0.969 | 0.092 | 0 | 0 | 1.426 | 0.044 | 0 | 5.368 | 3.16 | 0 | 0 | 0.214 | 0.068 | 0 | 0 | 0.005 | 17.456 | 0 | 0 | 0 | 64.713
Poland | Final energy consumption - Textile, leather and clothing industry | 2.861 | 0.029 | 0.009 | 0 | 0 | 0.184 | 0 | 0 | 0.554 | 0.04 | 0 | 0 | 0.001 | 0 | 0 | 0 | 0 | 2.303 | 0 | 0 | 0 | 5.981
Poland | Final energy consumption - Paper and printing industry | 13.436 | 0.029 | 0 | 0 | 0 | 0.046 | 0 | 0 | 0.341 | 1.6 | 0 | 0 | 18.611 | 0 | 0 | 0 | 0.125 | 2.288 | 0 | 0 | 0 | 36.476
Poland | Final energy consumption - Engineering and other metal industry | 6.303 | 0.456 | 0 | 0 | 0 | 0.552 | 0.088 | 0.086 | 2.045 | 0.24 | 0 | 0 | 0.055 | 0 | 0 | 0 | 0.013 | 11.917 | 0.11 | 0 | 0 | 21.865
Poland | Final energy consumption - Other non-classified industries | 10.333 | 0.114 | 0 | 0 | 0 | 0.552 | 0.088 | 0 | 5.453 | 2.64 | 0.06 | 0 | 11.861 | 0.004 | 0 | 0 | 1.69 | 8.113 | 0 | 0 | 0 | 40.908
Portugal | Consumption - Refineries | 0 | 0 | 0 | 0 | 0 | 0.092 | 0 | 0 | 0 | 0 | 33.76 | 0 | 0 | 0 | 0 | 0 | 0 | 3.326 | 0 | 0 | 0 | 37.178 | 200.3555 | PT | 89.325
Portugal | Final energy consumption - Iron and steel industry | 0 | 0 | 0 | 0 | 0 | 0.276 | 0 | 0 | 0.17 | 1.16 | 0 | 0 | 0 | 0 | 0 | 0 | 0 | 1.727 | 0 | 0 | 0 | 3.333 |  |  | 2.4103
Portugal | Final energy consumption - Non-ferrous metal industry | 0 | 0 | 0 | 0 | 0 | 0 | 0 | 0 | 0 | 0 | 0 | 0 | 0.233 | 0 | 0 | 0 | 0 | 0.32 | 0 | 0 | 0 | 0.553 |  |  | 103.6572
Portugal | Final energy consumption - Chemical industry | 0.51 | 0.143 | 0 | 0 | 0 | 1.15 | 0 | 0 | 0.98 | 0.48 | 3.08 | 0 | 1.472 | 0 | 0 | 0 | 0 | 2.6796 | 0 | 0 | 0 | 10.4946 |  |  | 307.4193
Portugal | Final energy consumption - Non-metallic mineral products industry | 0 | 0 | 0 | 0 | 0 | 0.644 | 0 | 0 | 1.406 | 2.76 | 26.4 | 0 | 14.613 | 0 | 0 | 0 | 0 | 21.629 | 0 | 0 | 0 | 67.452 |  |  | 182.3279
Portugal | Final energy consumption - Ore extraction (except fuels) industry | 0 | 0 | 0 | 0 | 0 | 0.046 | 0 | 0 | 1.789 | 0.4 | 0 | 0 | 0 | 0 | 0 | 0 | 0 | 0.262 | 0 | 0 | 0 | 2.497
Portugal | Final energy consumption - Food, drink and tobacco industry | 0 | 0 | 0 | 0 | 0 | 1.196 | 0 | 0 | 1.406 | 4.28 | 0 | 0 | 3.716 | 0 | 0 | 0 | 0 | 2.786 | 0 | 0 | 0 | 13.384
Portugal | Final energy consumption - Textile, leather and clothing industry | 0 | 0 | 0 | 0 | 0 | 0.552 | 0 | 0 | 0.213 | 1.04 | 0 | 0 | 2.227 | 0 | 0 | 0 | 0 | 5.387 | 0 | 0 | 0 | 9.419
Portugal | Final energy consumption - Paper and printing industry | 0 | 0 | 0 | 0 | 0 | 0.092 | 0 | 0 | 0.17 | 2.96 | 0 | 0 | 32.192 | 0 | 0 | 0 | 0 | 1.591 | 0 | 0 | 0 | 37.005
Portugal | Final energy consumption - Engineering and other metal industry | 0 | 0 | 0 | 0 | 0 | 1.288 | 0 | 0 | 0.256 | 0.08 | 0 | 0 | 0.017 | 0 | 0 | 0 | 0 | 2.099 | 0 | 0 | 0 | 3.74
Portugal | Final energy consumption - Other non-classified industries | 0 | 0 | 0 | 0 | 0 | 0.736 | 0 | 0 | 9.372 | 2 | 0 | 0 | 1.668 | 0 | 0 | 0 | 0 | 1.524 | 0 | 0 | 0 | 15.3
Romania | Consumption - Refineries | 0 | 0 | 0 | 0 | 26.235 | 0 | 0 | 0 | 0.55 | 6.24 | 8.832 | 0 | 0 | 0 | 0 | 0 | 0.919 | 12.55 | 0 | 0 | 0 | 55.326 | 373.265 | RO | 132.928
Romania | Final energy consumption - Iron and steel industry | 14.129 | 47.139 | 0 | 0 | 0 | 0 | 0 | 0 | 0.212 | 8.28 | 0 | 0 | 0 | 0 | 0 | 0 | 0.271 | 27.122 | 4.969 | 18.577 | 0 | 120.699 |  |  | 87.2835
Romania | Final energy consumption - Non-ferrous metal industry | 0 | 0 | 0 | 0 | 0 | 0 | 0 | 0 | 0 | 0 | 0 | 0 | 0 | 0 | 0 | 0 | 0 | 0 | 0 | 0 | 0 | 0 |  |  | 849.2941
Romania | Final energy consumption - Chemical industry | 1.657 | 0.428 | 3.615 | 0 | 10.94 | 0.046 | 0.088 | 0 | 0.127 | 0.36 | 2.207 | 0 | 0.004 | 0 | 0 | 0 | 2.072 | 64.441 | 0 | 0 | 0 | 85.985 |  |  | 74.5682
Romania | Final energy consumption - Non-metallic mineral products industry | 0 | 0.171 | 1.057 | 0 | 0 | 0 | 0.044 | 0 | 0.338 | 0.84 | 0 | 0 | 0.515 | 0 | 0 | 0 | 0.105 | 22.133 | 0 | 0.144 | 0 | 25.347 |  |  | 165.9915
Romania | Final energy consumption - Ore extraction (except fuels) industry | 0 | 0 | 0 | 0 | 0 | 0 | 0 | 0 | 0.635 | 0.2 | 0 | 0 | 0.017 | 0 | 0 | 0 | 0.014 | 0.335 | 0 | 0 | 0 | 1.201
Romania | Final energy consumption - Food, drink and tobacco industry | 0 | 0.086 | 0 | 0 | 0 | 0.368 | 0.088 | 0 | 1.523 | 0.96 | 0 | 0 | 0.688 | 0 | 0 | 0 | 0 | 24.747 | 0 | 0 | 0 | 28.46
Romania | Final energy consumption - Textile, leather and clothing industry | 0 | 0 | 0 | 0 | 0 | 0.23 | 0.044 | 0 | 0.212 | 0.04 | 0 | 0 | 0.12 | 0 | 0 | 0.003 | 0.002 | 4.109 | 0 | 0 | 0 | 4.76
Romania | Final energy consumption - Paper and printing industry | 0 | 0 | 0 | 0 | 0 | 0 | 0 | 0 | 0 | 0.4 | 0 | 0 | 3.96 | 0 | 0 | 0 | 0 | 4.616 | 0 | 0 | 0 | 8.976
Romania | Final energy consumption - Engineering and other metal industry | 0 | 0.029 | 0.007 | 0 | 0 | 0.598 | 0.264 | 0.086 | 0.677 | 0.4 | 0 | 0 | 0.038 | 0 | 0 | 0 | 0.007 | 13.096 | 0.076 | 0 | 0 | 15.278
Romania | Final energy consumption - Other non-classified industries | 0 | 0 | 0 | 0 | 0 | 0.322 | 1.804 | 0.043 | 11.506 | 0.28 | 0 | 0 | 4.938 | 0 | 0 | 0.02 | 0 | 8.32 | 0 | 0 | 0 | 27.233
Sweden | Consumption - Refineries | 0 | 0 | 0 | 0 | 24.206 | 0 | 0 | 0 | 1.065 | 1.32 | 1.792 | 0 | 0 | 0 | 0 | 0 | 0 | 0 | 0 | 0 | 0 | 28.383 | 328.645 | SE | 68.1939
Sweden | Final energy consumption - Iron and steel industry | 14.128 | 27.674 | 0 | 0 | 0 | 8.648 | 0 | 0 | 0.895 | 5 | 0 | 0 | 0 | 0 | 0 | 0 | 0 | 1.135 | 3.365 | 5.509 | 0 | 66.354 |  |  | 47.9839
Sweden | Final energy consumption - Non-ferrous metal industry | 1.37 | 0 | 0 | 0 | 0 | 0.46 | 0 | 0 | 0.128 | 0.2 | 0 | 0 | 0 | 0 | 0 | 0 | 0 | 0.265 | 0 | 0 | 0 | 2.423 |  |  | 120.2455
Sweden | Final energy consumption - Chemical industry | 0 | 0 | 0.248 | 0.248 | 0 | 1.518 | 0 | 0 | 1.022 | 2.88 | 0 | 0 | 0.754 | 0 | 0 | 0 | 0 | 5.412 | 0 | 0 | 0.092 | 12.174 |  |  | 1259.0034
Sweden | Final energy consumption - Non-metallic mineral products industry | 6.608 | 0.684 | 0 | 0 | 0 | 1.196 | 0 | 0 | 1.235 | 4.28 | 0 | 0 | 0 | 0 | 0 | 0 | 0 | 0.719 | 0 | 0 | 0 | 14.722 |  |  | 113.9036
Sweden | Final energy consumption - Ore extraction (except fuels) industry | 3.411 | 0 | 0 | 0 | 0 | 0.138 | 0 | 0 | 0.724 | 1.48 | 0 | 0 | 0 | 0 | 0 | 0 | 0 | 0 | 0.309 | 0 | 0 | 6.062
Sweden | Final energy consumption - Food, drink and tobacco industry | 0 | 0.086 | 0 | 0 | 0 | 1.242 | 0 | 0 | 1.874 | 2.56 | 0 | 0 | 0 | 0 | 0 | 0 | 0 | 3.822 | 0 | 0 | 0.028 | 9.612
Sweden | Final energy consumption - Textile, leather and clothing industry | 0 | 0 | 0 | 0 | 0 | 0.368 | 0 | 0 | 0.17 | 0.44 | 0 | 0 | 0 | 0 | 0 | 0 | 0 | 0.151 | 0 | 0 | 0 | 1.129
Sweden | Final energy consumption - Paper and printing industry | 0.94 | 0 | 0 | 0 | 0 | 2.53 | 0 | 0 | 0.852 | 17.36 | 0 | 0 | 128.733 | 0 | 0 | 0 | 0 | 1.135 | 0 | 0 | 0 | 151.55
Sweden | Final energy consumption - Engineering and other metal industry | 0 | 0.399 | 0 | 0 | 0 | 1.886 | 0 | 0 | 4.686 | 1.12 | 0 | 0 | 0 | 0 | 0 | 0 | 0 | 0.947 | 0 | 0 | 0.006 | 9.044
Sweden | Final energy consumption - Other non-classified industries | 0 | 0.684 | 0 | 0 | 0 | 0.046 | 0 | 0 | 5.453 | 1.24 | 0 | 0 | 19.186 | 0 | 0 | 0 | 0 | 0.583 | 0 | 0 | 0 | 27.192
Slovenia | Consumption - Refineries | 0 | 0 | 0 | 0 | 0 | 0 | 0 | 0 | 0 | 0 | 0 | 0 | 0 | 0 | 0 | 0 | 0 | 0 | 0 | 0 | 0 | 0 | 40.951 | SI | 0
Slovenia | Final energy consumption - Iron and steel industry | 0 | 0.228 | 0 | 0 | 0 | 0.092 | 0 | 0 | 0.043 | 0 | 0 | 0 | 0 | 0 | 0 | 0 | 0 | 3.199 | 0 | 0 | 0 | 3.562 |  |  | 2.5759
Slovenia | Final energy consumption - Non-ferrous metal industry | 0 | 0 | 0 | 0 | 0 | 0 | 0 | 0 | 0.085 | 0.12 | 0 | 0 | 0 | 0 | 0 | 0 | 0 | 0.793 | 0 | 0 | 0 | 0.998 |  |  | 32.3381
Slovenia | Final energy consumption - Chemical industry | 0 | 0 | 0 | 0 | 0 | 0.138 | 0 | 0 | 0.128 | 0.32 | 0 | 0 | 0.362 | 0 | 0 | 0 | 0.092 | 2.234 | 0 | 0 | 0 | 3.274 |  |  | 76.8694
Slovenia | Final energy consumption - Non-metallic mineral products industry | 0.85 | 0.627 | 0 | 0 | 0 | 0.184 | 0 | 0 | 0.256 | 0.08 | 1.472 | 0 | 0.176 | 0 | 0 | 0 | 0.424 | 4.253 | 0 | 0 | 0 | 8.322 |  |  | 40.3493
Slovenia | Final energy consumption - Ore extraction (except fuels) industry | 0 | 0 | 0 | 0 | 0 | 0.046 | 0 | 0 | 0.17 | 0 | 0 | 0 | 0 | 0 | 0 | 0 | 0 | 0.06 | 0 | 0 | 0 | 0.276
Slovenia | Final energy consumption - Food, drink and tobacco industry | 0 | 0.029 | 0 | 0 | 0 | 0.138 | 0 | 0 | 0.596 | 0.52 | 0 | 0 | 0 | 0 | 0 | 0 | 0 | 1.314 | 0 | 0 | 0 | 2.597
Slovenia | Final energy consumption - Textile, leather and clothing industry | 0 | 0 | 0 | 0 | 0 | 0.046 | 0 | 0 | 0.17 | 0.12 | 0 | 0 | 0.018 | 0 | 0 | 0 | 0 | 1.291 | 0 | 0 | 0 | 1.645
Slovenia | Final energy consumption - Paper and printing industry | 1.592 | 0 | 0 | 0 | 0 | 0.046 | 0 | 0 | 0.043 | 1.12 | 0 | 0 | 1.934 | 0 | 0 | 0 | 0 | 4.518 | 0 | 0 | 0 | 9.253
Slovenia | Final energy consumption - Engineering and other metal industry | 0 | 0 | 0 | 0 | 0 | 0.322 | 0 | 0 | 0.852 | 0.04 | 0 | 0 | 0.018 | 0 | 0 | 0 | 0 | 3.15 | 0 | 0 | 0 | 4.382
Slovenia | Final energy consumption - Other non-classified industries | 0.022 | 0 | 0 | 0 | 0 | 0.138 | 0 | 0 | 2.386 | 0.04 | 0 | 0 | 2.225 | 0 | 0 | 0 | 0 | 1.831 | 0 | 0 | 0 | 6.642
Slovakia | Consumption - Refineries | 0 | 0 | 0 | 0 | 18.266 | 0 | 0 | 0 | 0 | 3.84 | 1.792 | 0 | 0 | 0 | 0 | 0 | 0 | 6.023 | 0 | 0 | 0 | 29.921 | 214.966 | SK | 71.8891
Slovakia | Final energy consumption - Iron and steel industry | 22.031 | 29.156 | 0.011 | 0 | 0 | 0 | 0 | 0 | 0 | 0.08 | 0 | 0 | 0.064 | 0 | 0 | 0 | 0 | 6.102 | 6.928 | 8.481 | 0 | 72.853 |  |  | 52.6837
Slovakia | Final energy consumption - Non-ferrous metal industry | 0.234 | 0.143 | 0 | 0 | 0 | 0 | 0 | 0 | 0 | 0 | 0 | 0 | 0 | 0 | 0 | 0 | 0 | 1.165 | 0 | 0 | 0 | 1.542 |  |  | 128.9572
Slovakia | Final energy consumption - Chemical industry | 0 | 0.029 | 0.489 | 0 | 1.881 | 0.736 | 0 | 0 | 0 | 6.28 | 0 | 0 | 0 | 0 | 0 | 0 | 0.605 | 3.036 | 0 | 0 | 0 | 13.056 |  |  | 128.0354
Slovakia | Final energy consumption - Non-metallic mineral products industry | 4.417 | 0.77 | 0 | 0 | 0 | 0 | 0 | 0 | 0.085 | 0.96 | 1.408 | 0 | 0 | 0 | 0 | 0 | 0 | 9.926 | 0 | 0 | 0 | 17.566 |  |  | 69.4175
Slovakia | Final energy consumption - Ore extraction (except fuels) industry | 0 | 0 | 0.021 | 0 | 0 | 0 | 0 | 0 | 0.127 | 0 | 0 | 0 | 0.001 | 0 | 0 | 0 | 0 | 1.299 | 0 | 0 | 0 | 1.448
Slovakia | Final energy consumption - Food, drink and tobacco industry | 0 | 0.114 | 0.032 | 0 | 0 | 0 | 0 | 0 | 0.042 | 0.08 | 0 | 0 | 0.03 | 0 | 0 | 0 | 0.042 | 6.521 | 0 | 0 | 0 | 6.861
Slovakia | Final energy consumption - Textile, leather and clothing industry | 0.026 | 0 | 0.011 | 0 | 0 | 0 | 0 | 0 | 0 | 0.04 | 0 | 0 | 0 | 0 | 0 | 0 | 0 | 1.598 | 0 | 0 | 0 | 1.675
Slovakia | Final energy consumption - Paper and printing industry | 1.611 | 0 | 1.381 | 0 | 0 | 0 | 0 | 0 | 0 | 0.2 | 0 | 0 | 9.884 | 0.015 | 0 | 0 | 0 | 2.321 | 0 | 0 | 0 | 15.412
Slovakia | Final energy consumption - Engineering and other metal industry | 0.052 | 0.029 | 0.149 | 0 | 0 | 0.046 | 0 | 0 | 0.042 | 0 | 0 | 0 | 0.22 | 0 | 0 | 0 | 0 | 5.21 | 0 | 0 | 0 | 5.748
Slovakia | Final energy consumption - Other non-classified industries | 0 | 0 | 0.011 | 0 | 0 | 0.092 | 0 | 0 | 0.508 | 0.04 | 0.37 | 0 | 1.399 | 0 | 0 | 0 | 0.013 | 3.398 | 2.102 | 0 | 0 | 7.933
United Kingdom | Consumption - Refineries | 0 | 0 | 0 | 0 | 136.422 | 1.748 | 0 | 0 | 8.776 | 68.64 | 38.624 | 0 | 0 | 0 | 0 | 0 | 0 | 13.848 | 0 | 0 | 0 | 268.058 | 1240.5793 | UK | 644.0445
United Kingdom | Final energy consumption - Iron and steel industry | 30.382 | 80.997 | 0 | 0 | 0 | 0 | 0 | 0 | 0 | 11.32 | 0 | 0 | 0 | 0 | 0 | 0 | 0 | 27.44 | 5.366 | 16.254 | 0 | 171.759 |  |  | 124.2076
United Kingdom | Final energy consumption - Non-ferrous metal industry | 1.059 | 0 | 0 | 0 | 0 | 0 | 0 | 0 | 1.193 | 0.88 | 0 | 0 | 0 | 0 | 0 | 0 | 0 | 10.426 | 0 | 0 | 0 | 13.558 |  |  | 1423.0657
United Kingdom | Final energy consumption - Chemical industry | 3.3913 | 0 | 0 | 0 | 0 | 0 | 0 | 0 | 4.729 | 2.88 | 0 | 0 | 0 | 0 | 0 | 0 | 0 | 133.075 | 0 | 0 | 0 | 144.0753 |  |  | 426.5094
United Kingdom | Final energy consumption - Non-metallic mineral products industry | 28.942 | 0 | 0 | 0 | 0 | 0 | 0 | 0 | 8.392 | 0.04 | 0 | 0 | 0 | 0 | 0 | 0 | 0 | 43.089 | 0 | 0 | 0 | 80.463 |  |  | 982.4347
United Kingdom | Final energy consumption - Ore extraction (except fuels) industry | 0 | 0 | 0 | 0 | 0 | 0 | 0 | 0 | 0 | 0 | 0 | 0 | 0 | 0 | 0 | 0 | 0 | 0 | 0 | 0 | 0 | 0
United Kingdom | Final energy consumption - Food, drink and tobacco industry | 0.672 | 0 | 0 | 0 | 0 | 0 | 0 | 0 | 11.033 | 1.56 | 0 | 0 | 0 | 0 | 0 | 0 | 0 | 90.454 | 0 | 0 | 0 | 103.719
United Kingdom | Final energy consumption - Textile, leather and clothing industry | 1.835 | 0 | 0 | 0 | 0 | 0 | 0 | 0 | 3.962 | 0.36 | 0 | 0 | 0 | 0 | 0 | 0 | 0 | 23.103 | 0 | 0 | 0 | 29.26
United Kingdom | Final energy consumption - Paper and printing industry | 3.669 | 0 | 0 | 0 | 0 | 0 | 0 | 0 | 2.173 | 1.16 | 0 | 0 | 0 | 0 | 0 | 0 | 0 | 44.3382 | 0 | 0 | 0 | 51.3402
United Kingdom | Final energy consumption - Engineering and other metal industry | 1.861 | 0 | 0 | 0 | 0 | 0 | 0 | 1.548 | 8.477 | 1.52 | 0 | 0 | 0 | 0 | 0 | 0 | 0 | 75.385 | 0 | 0 | 0 | 88.791
United Kingdom | Final energy consumption - Other non-classified industries | 4.6 | 2.309 | 0 | 0 | 3.515 | 36.432 | 0 | 64.07 | 106.372 | 22.48 | 0 | 0 | 3.331 | 0.528 | 1.9678 | 0 | 0 | 43.187 | 0.764 | 0 | 0 | 289.5558
Switzerland | Consumption - Refineries | 0 | 0 | 0 | 0 | 11.93 | 0 | 0 | 0 | 0 | 0.88 | 1.824 | 0 | 0 | 0 | 0 | 0 | 0 | 0 | 0 | 0 | 0 | 14.634 | 112.42 | CH | 35.1601
Switzerland | Final energy consumption - Iron and steel industry | 0 | 0 | 0 | 0 | 0 | 0 | 0 | 0 | 0.511 | 0.04 | 0 | 0 | 0.129 | 0 | 0 | 0 | 0 | 2.606 | 0 | 0 | 0 | 3.286 |  |  | 2.3763
Switzerland | Final energy consumption - Non-ferrous metal industry | 0 | 0 | 0 | 0 | 0 | 0 | 0 | 0 | 0.17 | 0 | 0 | 0 | 0 | 0 | 0 | 0 | 0.053 | 0.854 | 0 | 0 | 0 | 1.077 |  |  | 176.3975
Switzerland | Final energy consumption - Chemical industry | 0 | 0 | 0 | 0 | 0 | 0.092 | 0 | 0 | 3.791 | 0.04 | 0 | 0 | 0 | 0 | 0 | 0 | 1.698 | 12.238 | 0 | 0 | 0 | 17.859 |  |  | 119.0546
Switzerland | Final energy consumption - Non-metallic mineral products industry | 4.946 | 0 | 0.784 | 0 | 0 | 0 | 0 | 0 | 1.619 | 2.4 | 0 | 0 | 0 | 0 | 0 | 0 | 4.915 | 1.601 | 0 | 0 | 0 | 16.265 |  |  | 101.1247
Switzerland | Final energy consumption - Ore extraction (except fuels) industry | 0 | 0 | 0 | 0 | 0 | 0 | 0 | 0 | 0 | 0 | 0 | 0 | 0 | 0 | 0 | 0 | 0 | 0 | 0 | 0 | 0 | 0
Switzerland | Final energy consumption - Food, drink and tobacco industry | 0 | 0 | 0 | 0 | 0 | 0 | 0 | 0 | 5.112 | 0 | 0 | 0 | 0.029 | 0 | 0 | 0 | 0 | 6.1 | 0 | 0 | 0 | 11.241
Switzerland | Final energy consumption - Textile, leather and clothing industry | 0 | 0 | 0 | 0 | 0 | 0 | 0 | 0 | 0.98 | 0.04 | 0 | 0 | 0.073 | 0 | 0 | 0 | 0 | 0.486 | 0 | 0 | 0 | 1.579
Switzerland | Final energy consumption - Paper and printing industry | 0 | 0 | 0 | 0 | 0 | 0 | 0 | 0 | 1.789 | 1.92 | 0 | 0 | 1.411 | 0 | 0 | 0 | 3.475 | 5.7359 | 0 | 0 | 0 | 14.331
Switzerland | Final energy consumption - Engineering and other metal industry | 0 | 0 | 0 | 0 | 0 | 0 | 0 | 0 | 7.199 | 0 | 0 | 0 | 0.174 | 0 | 0 | 0 | 0 | 2.721 | 0 | 0 | 0 | 10.094
Switzerland | Final energy consumption - Other non-classified industries | 0.197 | 0.562 | 0 | 0 | 0 | 0 | 0 | 0.086 | 9.841 | 0.04 | 0 | 0.016 | 8.284 | 0.194 | 0 | 0 | 0.334 | 2.49 | 0 | 0 | 0.01 | 22.054
Iceland | Consumption - Refineries | 0 | 0 | 0 | 0 | 0 | 0 | 0 | 0 | 0 | 0 | 0 | 0 | 0 | 0 | 0 | 0 | 0 | 0 | 0 | 0 | 0 | 0 | 10.833 | IS | 0
Iceland | Final energy consumption - Iron and steel industry | 2.889 | 0.941 | 0 | 0 | 0 | 0 | 0 | 0 | 0 | 0 | 0 | 0 | 0 | 0 | 0 | 0 | 0 | 0 | 0 | 0 | 0 | 3.83 |  |  | 2.7697
Iceland | Final energy consumption - Non-ferrous metal industry | 0 | 0 | 0 | 0 | 0 | 0.046 | 0 | 0 | 0.256 | 0 | 0 | 0 | 0 | 0 | 0 | 0 | 0 | 0 | 0 | 0 | 0 | 0.302 |  |  | 0
Iceland | Final energy consumption - Chemical industry | 0 | 0 | 0 | 0 | 0 | 0 | 0 | 0 | 0 | 0 | 0 | 0 | 0 | 0 | 0 | 0 | 0 | 0 | 0 | 0 | 0 | 0 |  |  | 0
Iceland | Final energy consumption - Non-metallic mineral products industry | 0.393 | 0 | 0 | 0 | 0 | 0 | 0 | 0 | 0 | 0 | 0 | 0 | 0 | 0 | 0 | 0 | 0 | 0 | 0 | 0 | 0 | 0.393 |  |  | 11.3654
Iceland | Final energy consumption - Ore extraction (except fuels) industry | 0 | 0 | 0 | 0 | 0 | 0 | 0 | 0 | 0 | 0 | 0 | 0 | 0 | 0 | 0 | 1.3 | 0 | 0 | 0 | 0 | 0 | 1.3
Iceland | Final energy consumption - Food, drink and tobacco industry | 0 | 0 | 0 | 0 | 0 | 0 | 0 | 0 | 0.426 | 1.4 | 0 | 0 | 0 | 0 | 0 | 0.2 | 0 | 0 | 0 | 0 | 0 | 2.026
Iceland | Final energy consumption - Textile, leather and clothing industry | 0 | 0 | 0 | 0 | 0 | 0 | 0 | 0 | 0 | 0 | 0 | 0 | 0 | 0 | 0 | 0 | 0 | 0 | 0 | 0 | 0 | 0
Iceland | Final energy consumption - Paper and printing industry | 0 | 0 | 0 | 0 | 0 | 0 | 0 | 0 | 0 | 0 | 0 | 0 | 0 | 0 | 0 | 0 | 0 | 0 | 0 | 0 | 0 | 0
Iceland | Final energy consumption - Engineering and other metal industry | 0 | 0 | 0 | 0 | 0 | 0 | 0 | 0 | 0 | 0 | 0 | 0 | 0 | 0 | 0 | 0 | 0 | 0 | 0 | 0 | 0 | 0
Iceland | Final energy consumption - Other non-classified industries | 0 | 0 | 0 | 0 | 0 | 0 | 0 | 0 | 2.982 | 0 | 0 | 0 | 0 | 0 | 0 | 0 | 0 | 0 | 0 | 0 | 0 | 2.982
Norway | Consumption - Refineries | 0 | 0 | 0 | 0 | 20.097 | 0 | 0 | 0 | 0 | 0 | 0 | 0 | 0 | 0 | 0 | 0 | 0 | 0 | 0 | 0 | 0 | 20.097 | 106.979 | NO | 48.2857
Norway | Final energy consumption - Iron and steel industry | 8.823 | 8.978 | 0 | 0 | 0 | 0.092 | 0 | 0 | 0.469 | 0 | 0 | 0 | 0.087 | 0 | 0 | 0 | 0 | 0.067 | 0 | 0.309 | 0 | 18.825 |  |  | 13.6133
Norway | Final energy consumption - Non-ferrous metal industry | 0 | 0 | 0 | 0 | 0 | 1.15 | 0 | 0 | 0.341 | 0 | 0 | 0 | 0 | 0 | 0 | 0 | 0 | 1.652 | 0 | 0 | 0 | 3.143 |  |  | 159.8433
Norway | Final energy consumption - Chemical industry | 5.199 | 1.026 | 0 | 0 | 0 | 2.484 | 0 | 0 | 0.383 | 2.16 | 0 | 0 | 0.257 | 0 | 0 | 0 | 0 | 4.201 | 0 | 0.473 | 0 | 16.183 |  |  | 142.6151
Norway | Final energy consumption - Non-metallic mineral products industry | 5.395 | 0.485 | 0 | 0 | 0 | 3.082 | 0 | 0 | 1.491 | 0.92 | 0 | 0 | 0.194 | 0 | 1.392 | 0 | 0 | 0.071 | 0 | 0.133 | 0 | 13.163 |  |  | 56.327
Norway | Final energy consumption - Ore extraction (except fuels) industry | 0 | 0 | 0 | 0 | 0 | 0.046 | 0 | 0 | 1.832 | 0 | 0 | 0 | 0 | 0 | 0 | 0 | 0 | 0.179 | 0 | 0 | 0 | 2.057
Norway | Final energy consumption - Food, drink and tobacco industry | 0 | 0 | 0 | 0 | 0 | 0.552 | 0 | 0 | 2.343 | 0.64 | 0 | 0 | 0.013 | 0 | 0 | 0 | 0 | 0.849 | 0 | 0 | 0 | 4.397
Norway | Final energy consumption - Textile, leather and clothing industry | 0 | 0 | 0 | 0 | 0 | 0.046 | 0 | 0 | 0.128 | 0.04 | 0 | 0 | 0 | 0 | 0 | 0 | 0 | 0.006 | 0 | 0 | 0 | 0.22
Norway | Final energy consumption - Paper and printing industry | 0 | 0 | 0 | 0 | 0 | 0.552 | 0 | 0 | 0.17 | 4.6 | 0 | 0 | 11.548 | 0 | 0 | 0 | 0 | 0.297 | 0 | 0 | 0 | 17.167
Norway | Final energy consumption - Engineering and other metal industry | 0 | 0 | 0 | 0 | 0 | 0.506 | 0 | 0 | 1.15 | 0 | 0 | 0 | 0.018 | 0 | 0 | 0 | 0 | 0.287 | 0 | 0 | 0 | 1.961
Norway | Final energy consumption - Other non-classified industries | 0 | 0 | 0 | 0 | 0 | 0.736 | 0 | 0 | 5.112 | 0.4 | 0 | 0 | 3.415 | 0 | 0 | 0 | 0 | 0.103 | 0 | 0 | 0 | 9.766
Note on T7: NIJS Wouter (JRC-PETTEN): updated to be consistent with BY template
Note on C10: Maurizio Gargiulo: Updated to be consistent with BY templates
Note on T18: NIJS Wouter (JRC-PETTEN): updated to be consistent with BY template
Note on C21: Maurizio Gargiulo: Updated to be consistent with BY templates
Note on D21: Maurizio Gargiulo: Updated to be consistent with BY templates
Note on E21: Maurizio Gargiulo: Updated to be consistent with BY templates
Note on C54: Maurizio Gargiulo: Updated to be consistent with BY templates
Note on E54: Maurizio Gargiulo: Updated to be consistent with BY templates
Note on K76: Maurizio Gargiulo: Updated to be consistent with BY templates
Note on L76: Maurizio Gargiulo: Updated to be consistent with BY templates
Note on O81: Maurizio Gargiulo: Updated to be consistent with BY templates
Note on T81: Maurizio Gargiulo: Updated to be consistent with BY templates
Note on O92: Maurizio Gargiulo: Updated to be consistent with BY templates
Note on T103: NIJS Wouter (JRC-PETTEN): updated to be consistent with BY template
Note on T109: Maurizio Gargiulo: Updated to be consistent with BY templates
Note on C120: Maurizio Gargiulo: Updated to be consistent with BY templates
Note on T158: Maurizio Gargiulo: Updated to be consistent with BY templates
Note on C228: Maurizio Gargiulo: Updated to be consistent with BY templates
Note on S237: Maurizio Gargiulo: Updated to be consistent with BY templates
Note on T241: Maurizio Gargiulo: Updated to be consistent with BY templates
Note on T246: Maurizio Gargiulo: Updated to be consistent with BY templates
Note on C296: Maurizio Gargiulo: Updated to be consistent with BY templates
Note on Q303: Maurizio Gargiulo: Updated to be consistent with BY templates
Note on T303: Maurizio Gargiulo: Updated to be consistent with BY templates
Note on S312: Maurizio Gargiulo: Updated to be consistent with BY templates
Note on T312: Maurizio Gargiulo: Updated to be consistent with BY templates

## Transformation Input
Supply, transformation, consumption - all products - annual data [nrg_100a]
Last update | 2013-03-20 14:11
Extracted on | 2013-04-25 08:55
Source of data | Eurostat
UNIT | Terajoule
PRODUCT | All products
TIME | 2005
INDIC_NRG/GEO | European Union (27 countries) | Belgium | Bulgaria | Czech Republic | Denmark | Germany (until 1990 former territory of the FRG) | Estonia | Ireland | Greece | Spain | France | Italy | Cyprus | Latvia | Lithuania | Luxembourg | Hungary | Malta | Netherlands | Austria | Poland | Portugal | Romania | Slovenia | Slovakia | Finland | Sweden | United Kingdom | Iceland | Norway | Switzerland | Croatia | Former Yugoslav Republic of Macedonia, the | Turkey
Transformation input in Main Activity Producer Conventional Power Stations | 15610298 | 306688 | 262896 | 578080 | 262833 | 3329524 | 107651 | 194756 | 513332 | 1292164 | 431875 | 2175574 | 44842 | 23147 | 49987 | 18869 | 233494 | 30497 | 687535 | 175177 | 1510396 | 285747 | 397100 | 60721 | 89617 | 258332 | 128694 | 2160769 | 59385 | 5055 | 2206 | 58106 | 55163 | 841373
Transformation input in Main Activity Producer Electricity Plants | 10528659 | 254675 | 177899 | 358299 | 168 | 2559389 | 89979 | 194756 | 442485 | 1292164 | 317837 | 1522797 | 44842 | 0 | 0 | 18869 | 140918 | 30497 | 296243 | 115991 | 0 | 274524 | 173147 | 6734 | 9921 | 44214 | 1543 | 2160769 | 18409 | 519 | 0 | 35159 | 55163 | 815390
Transformation input in Main Activity Producer CHP Plants | 5081639 | 52013 | 84998 | 219781 | 262665 | 770136 | 17672 | 0 | 70847 | 0 | 114038 | 652777 | 0 | 23147 | 49987 | 0 | 92577 | 0 | 391292 | 59186 | 1510396 | 11223 | 223953 | 53987 | 79696 | 214118 | 127151 | 0 | 40976 | 4536 | 2206 | 22947 | 0 | 25983
Transformation input in Autoproducer Conventional Power Stations | 2302641 | 14759 | 16260 | 79052 | 35550 | 524732 | 1096 | 4546 | 2398 | 189920 | 278222 | 290919 | 240 | 949 | 1373 | 5302 | 3143 | 0 | 127896 | 51778 | 94149 | 45557 | 25832 | 2424 | 15774 | 65938 | 58566 | 366267 | 0 | 3691 | 43914 | 3871 | 1124 | 147990
Transformation input in Autoproducer Electricity Plants | 628034 | 28 | 1538 | 8920 | 20 | 207050 | 203 | 0 | 213 | 18091 | 96431 | 30017 | 0 | 19 | 0 | 0 | 16 | 0 | 33038 | 28302 | 0 | 9633 | 944 | 101 | 6 | 11458 | 3101 | 178905 | 0 | 3691 | 3488 | 0 | 0 | 99245
Transformation input in Autoproducer CHP Plants | 1674607 | 14731 | 14723 | 70131 | 35530 | 317682 | 893 | 4546 | 2185 | 171829 | 181791 | 260902 | 240 | 930 | 1373 | 5302 | 3126 | 0 | 94858 | 23476 | 94149 | 35925 | 24889 | 2323 | 15768 | 54480 | 55465 | 187362 | 0 | 0 | 40425 | 3871 | 1124 | 48746
Special value:
: | not available
|  | Belgium | Bulgaria | Czech Republic | Denmark | Germany (until 1990 former territory of the FRG) | Estonia | Ireland | Greece | Spain | France | Italy | Cyprus | Latvia | Lithuania | Luxembourg | Hungary | Malta | Netherlands | Austria | Poland | Portugal | Romania | Slovenia | Slovakia | Finland | Sweden | United Kingdom | Iceland | Norway | Switzerland | Croatia | Former Yugoslav Republic of Macedonia, the | Turkey
|  | 0.028 | 1.538 | 8.92 | 0.02 | 207.05 | 0.203 | 0 | 0.213 | 18.091 | 96.431 | 30.017 | 0 | 0.019 | 0 | 0 | 0.016 | 0 | 33.038 | 28.302 | 0 | 9.633 | 0.944 | 0.101 | 0.006 | 11.458 | 3.101 | 178.905 | 0 | 3.691 | 3.488 | 0 | 0 | 99.245
|  | AT | BE | BG | CY | CZ | DE | DK | EE | ES | FI | FR | GR | HU | IE | IT | LT | LU | LV | MT | NL | PL | PT | RO | SE | SI | SK | UK | CH | IS | NO
|  | 28.302 | 0.028 | 1.538 | 0 | 8.92 | 207.05 | 0.02 | 0.203 | 18.091 | 11.458 | 96.431 | 0.213 | 0.016 | 0 | 30.017 | 0 | 0 | 0.019 | 0 | 33.038 | 0 | 9.633 | 0.944 | 3.101 | 0.101 | 0.006 | 178.905 | 3.488 | 0 | 3.691

## Electricity Generation
Supply, transformation, consumption - all products - annual data [nrg_100a]
|  | Last update | 2013-03-20 14:11
|  | Extracted on | 2013-04-25 09:42
|  | Source of data | Eurostat
|  | UNIT | Terajoule
|  | PRODUCT | All products
|  | TIME | 2005
|  | INDIC_NRG/GEO | European Union (27 countries) | Belgium | Bulgaria | Czech Republic | Denmark | Germany (until 1990 former territory of the FRG) | Estonia | Ireland | Greece | Spain | France | Italy | Cyprus | Latvia | Lithuania | Luxembourg | Hungary | Malta | Netherlands | Austria | Poland | Portugal | Romania | Slovenia | Slovakia | Finland | Sweden | United Kingdom | Iceland | Norway | Switzerland | Croatia | Former Yugoslav Republic of Macedonia, the | Turkey
|  | Transformation output - Main Activity Conventional Thermal Power Stations | 7478559 | 148484 | 107420 | 252826 | 187194 | 1650053 | 45214 | 83711 | 189454 | 548888 | 224713 | 934513 | 15653 | 19472 | 34519 | 11102 | 117385 | 8064 | 416358 | 105815 | 705859 | 126804 | 207269 | 26416 | 45666 | 200898 | 112274 | 952535 | 14069 | 4449 | 1606 | 29665 | 19609 | 396589
|  | Transformation output - Autoproducer Conventional Thermal Power Stations | 1540289 | 8943 | 6519 | 50422 | 25239 | 446777 | 773 | 2268 | 3910 | 143377 | 184235 | 188780 | 101 | 723 | 6313 | 1210 | 1781 | 0 | 77350 | 29513 | 64998 | 29760 | 13973 | 1467 | 10584 | 47906 | 44402 | 148968 | 4 | 2844 | 20737 | 1822 | 575 | 79417
Special value:
|  | : | not available
Supply, transformation, consumption - electricity - annual data [nrg_105a]
|  | Last update | 2013-03-20 14:15
|  | Extracted on | 2013-04-25 09:51
|  | Source of data | Eurostat
|  | UNIT | Terajoule
|  | PRODUCT | Electrical energy
|  | TIME | 2005
|  | INDIC_NRG/GEO | European Union (27 countries) | Belgium | Bulgaria | Czech Republic | Denmark | Germany (until 1990 former territory of the FRG) | Estonia | Ireland | Greece | Spain | France | Italy | Cyprus | Latvia | Lithuania | Luxembourg | Hungary | Malta | Netherlands | Austria | Poland | Portugal | Romania | Slovenia | Slovakia | Finland | Sweden | United Kingdom | European Economic Area (EU-15 plus IS, LI, NO) | Iceland | Norway | Switzerland | Croatia | Former Yugoslav Republic of Macedonia, the | Turkey
M | E | Gross electricity generation Main activity electricity only - Solar Photovoltaic | 4964 | 0 | 0 | 1 | 0 | 4616 | 0 | 0 | 3 | 112 | 8 | 112 | 0 | 0 | 0 | 0 | 0 | : | 8 | 76 | 0 | 11 | 0 | 0 | 0 | 9 | 8 | 0 | 4962 | 0 | 0 | 0 | 0 | 0 | 0
M | E | Gross electricity generation Main activity electricity only - Solar Thermal | 0 | 0 | 0 | 0 | 0 | 0 | 0 | 0 | 0 | 0 | 0 | 0 | 0 | 0 | 0 | 0 | 0 | : | 0 | 0 | 0 | 0 | 0 | 0 | 0 | 0 | 0 | 0 | 0 | 0 | 0 | 0 | 0 | 0 | 0
A | E | Gross electricity generation Autoproducer electricity only - Solar Photovoltaic | 288 | 5 | 0 | 0 | 8 | 0 | 0 | 0 | 0 | 37 | 30 | 0 | 2 | 0 | 0 | 64 | 0 | : | 114 | 0 | 0 | 0 | 0 | 0 | 0 | 0 | 0 | 29 | 286 | 0 | 0 | 68 | 0 | 0 | 0
A | E | Gross electricity generation Autoproducer electricity only - Solar Thermal | 0 | 0 | 0 | 0 | 0 | 0 | 0 | 0 | 0 | 0 | 0 | 0 | 0 | 0 | 0 | 0 | 0 | : | 0 | 0 | 0 | 0 | 0 | 0 | 0 | 0 | 0 | 0 | 0 | 0 | 0 | 0 | 0 | 0 | 0
M | E | Gross electricity generation Main activity electricity only - Nuclear | 3490686 | 171342 | 67151 | 89021 | 0 | 586998 | 0 | 0 | 0 | 207140 | 1625504 | 0 | 0 | 0 | 0 | 0 | 49802 | 0 | 14389 | 0 | 0 | 0 | 19998 | 21182 | 0 | 83776 | 260557 | 293825 | 3243532 | 0 | 0 | 84028 | 0 | 0 | 0
M | C | Gross electricity generation Main activity CHP plants - Nuclear | 101030 | 0 | 0 | 0 | 0 | 0 | 0 | 0 | 0 | 0 | 0 | 0 | 0 | 0 | 37213 | 0 | 0 | 0 | 0 | 0 | 0 | 0 | 0 | 0 | 63817 | 0 | 0 | 0 | 0 | 0 | 0 | 0 | 0 | 0 | 0
A | E | Gross electricity generation Autoproducer electricity only - Nuclear | 0 | 0 | 0 | 0 | 0 | 0 | 0 | 0 | 0 | 0 | 0 | 0 | 0 | 0 | 0 | 0 | 0 | 0 | 0 | 0 | 0 | 0 | 0 | 0 | 0 | 0 | 0 | 0 | 0 | 0 | 0 | 0 | 0 | 0 | 0
A | C | Gross electricity generation Autoproducer CHP plants - Nuclear | 0 | 0 | 0 | 0 | 0 | 0 | 0 | 0 | 0 | 0 | 0 | 0 | 0 | 0 | 0 | 0 | 0 | 0 | 0 | 0 | 0 | 0 | 0 | 0 | 0 | 0 | 0 | 0 | 0 | 0 | 0 | 0 | 0 | 0 | 0
M | E | Gross electricity generation Main activity electricity only - Hydro | 1204765 | 5774 | 17028 | 8917 | 83 | 94882 | 79 | 3510 | 20196 | 81630 | 200326 | 151661 | 0 | 11938 | 2952 | 3143 | 727 | 0 | 317 | 136033 | 13594 | 18396 | 72472 | 11650 | 16772 | 46058 | 262307 | 24322 | 1544933 | 25254 | 471042 | 110689 | 23119 | 5371 | 139414
A | E | Gross electricity generation Autoproducer electricity only - Hydro | 23778 | 0 | 0 | 1980 | 0 | 1300 | 0 | 0 | 0 | 1260 | 2905 | 2876 | 0 | 36 | 0 | 18 | 0 | 0 | 0 | 4439 | 7 | 29 | 274 | 810 | 295 | 3564 | 40 | 3946 | 40561 | 14 | 20185 | 8420 | 58 | 0 | 3006
M | E | Gross electricity generation Main activity electricity only - Pumped Hydro | 126688 | 4738 | 1415 | 2329 | 0 | 25690 | 0 | 1238 | 2135 | 16675 | 16942 | 24696 | 0 | 0 | 1328 | 2822 | 0 | 0 | 0 | 8435 | 5677 | 1393 | 0 | 0 | 371 | 0 | 256 | 10548 | 118231 | 0 | 2664 | 6613 | 378 | 0 | 0
A | E | Gross electricity generation Autoproducer electricity only - Pumped Hydro | 0 | 0 | 0 | 0 | 0 | 0 | 0 | 0 | 0 | 0 | 0 | 0 | 0 | 0 | 0 | 0 | 0 | 0 | 0 | 0 | 0 | 0 | 0 | 0 | 0 | 0 | 0 | 0 | 86 | 0 | 86 | 83 | 0 | 0 | 0
M | E | Gross electricity generation Main activity electricity only - Geothermal | 19429 | 0 | 0 | 0 | 0 | 0 | 0 | 0 | 0 | 0 | 0 | 19166 | 0 | 0 | 0 | 0 | 0 | 0 | 0 | 7 | 0 | 256 | 0 | 0 | 0 | 0 | 0 | 0 | 21204 | 1832 | 0 | 0 | 0 | 0 | 338
M | C | Gross electricity generation Main activity CHP plants - Geothermal | 0 | 0 | 0 | 0 | 0 | 0 | 0 | 0 | 0 | 0 | 0 | 0 | 0 | 0 | 0 | 0 | 0 | 0 | 0 | 0 | 0 | 0 | 0 | 0 | 0 | 0 | 0 | 0 | 4194 | 4136 | 0 | 0 | 0 | 0 | 0
A | E | Gross electricity generation Autoproducer electricity only - Geothermal | 0 | 0 | 0 | 0 | 0 | 0 | 0 | 0 | 0 | 0 | 0 | 0 | 0 | 0 | 0 | 0 | 0 | 0 | 0 | 0 | 0 | 0 | 0 | 0 | 0 | 0 | 0 | 0 | 0 | 0 | 0 | 0 | 0 | 0 | 0
A | C | Gross electricity generation Autoproducer CHP plants - Geothermal | 0 | 0 | 0 | 0 | 0 | 0 | 0 | 0 | 0 | 0 | 0 | 0 | 0 | 0 | 0 | 0 | 0 | 0 | 0 | 0 | 0 | 0 | 0 | 0 | 0 | 0 | 0 | 0 | 0 | 0 | 0 | 0 | 0 | 0 | 0
A | E | Gross electricity generation Autoproducer electricity only - Solar | 288 | 4 | 0 | 0 | 7 | 0 | 0 | 0 | 0 | 36 | 29 | 0 | 4 | 0 | 0 | 65 | 0 | 0 | 115 | 0 | 0 | 0 | 0 | 0 | 0 | 0 | 0 | 29 | 284 | 0 | 0 | 68 | 0 | 0 | 0
M | E | Gross electricity generation Main activity electricity only - Tide, Wave and Ocean | 1922 | 0 | 0 | 0 | 0 | 0 | 0 | 0 | 0 | 0 | 1922 | 0 | 0 | 0 | 0 | 0 | 0 | 0 | 0 | 0 | 0 | 0 | 0 | 0 | 0 | 0 | 0 | 0 | 1922 | 0 | 0 | 0 | 0 | 0 | 0
A | E | Gross electricity generation Autoproducer electricity only - Tide, Wave and Ocean | 0 | 0 | 0 | 0 | 0 | 0 | 0 | 0 | 0 | 0 | 0 | 0 | 0 | 0 | 0 | 0 | 0 | 0 | 0 | 0 | 0 | 0 | 0 | 0 | 0 | 0 | 0 | 0 | 0 | 0 | 0 | 0 | 0 | 0 | 0
M | E | Gross electricity generation Main activity electricity only - Wind | 241643 | 810 | 18 | 76 | 23810 | 98024 | 191 | 4003 | 4558 | 76180 | 3082 | 8428 | 0 | 169 | 7 | 187 | 36 | 0 | 6422 | 4792 | 486 | 6383 | 0 | 0 | 0 | 612 | 3370 | 0 | 242456 | 0 | 1796 | 29 | 36 | 0 | 191
A | E | Gross electricity generation Autoproducer electricity only - Wind | 11952 | 7 | 0 | 0 | 0 | 0 | 4 | 0 | 0 | 54 | 382 | 11 | 0 | 0 | 0 | 0 | 0 | 0 | 1019 | 0 | 0 | 0 | 0 | 0 | 22 | 0 | 0 | 10454 | 11927 | 0 | 0 | 0 | 0 | 0 | 22
M | E | Gross electricity generation Main activity electricity only - Combustible Fuels | 4272624 | 107212 | 53896 | 122213 | 50 | 1066090 | 32605 | 83711 | 161924 | 548888 | 124020 | 563519 | 15653 | 0 | 0 | 9853 | 46724 | 8064 | 121918 | 54392 | 0 | 119282 | 57280 | 2398 | 2596 | 17176 | 626 | 952535 | 3931585 | 29 | 360 | 0 | 13061 | 19609 | 373896
M | C | Gross electricity generation Main activity CHP plants - Combustible Fuels | 1679123 | 22100 | 15671 | 40622 | 96181 | 223286 | 3326 | 0 | 25481 | 0 | 41058 | 277153 | 0 | 5234 | 11707 | 396 | 29952 | 0 | 162238 | 13849 | 521636 | 3431 | 55526 | 17071 | 21290 | 66272 | 25639 | 0 | 957510 | 0 | 425 | 515 | 6757 | 0 | 7686
A | E | Gross electricity generation Autoproducer electricity only - Combustible Fuels | 189320 | 18 | 619 | 2452 | 7 | 73584 | 119 | 0 | 86 | 4054 | 26899 | 3589 | 0 | 4 | 0 | 0 | 7 | 0 | 7708 | 11682 | 0 | 2347 | 472 | 32 | 4 | 3708 | 889 | 51041 | 188111 | 4 | 2498 | 796 | 0 | 0 | 40298
A | C | Gross electricity generation Autoproducer CHP plants - Combustible Fuels | 651197 | 5065 | 5332 | 31997 | 10346 | 85288 | 414 | 2268 | 3823 | 121345 | 48200 | 62784 | 101 | 281 | 623 | 1210 | 1472 | 0 | 45713 | 13792 | 29246 | 17536 | 7866 | 1278 | 8370 | 31986 | 16934 | 97927 | 564217 | 0 | 0 | 10184 | 1822 | 22 | 18191
A | E | Gross electricity generation Autoproducer electricity only - Heat from Chemical Sources | 742 | 547 | 0 | 0 | 0 | 0 | 0 | 0 | 0 | 0 | 0 | 0 | 0 | 0 | 0 | 0 | 0 | 0 | 0 | 11 | 0 | 0 | 0 | 0 | 0 | 184 | 0 | 0 | 1087 | 0 | 346 | 0 | 0 | 0 | 0
A | C | Gross electricity generation Autoproducer CHP plants - Heat from Chemical Sources | 1724 | 410 | 0 | 4 | 0 | 0 | 0 | 0 | 0 | 0 | 0 | 0 | 0 | 0 | 720 | 0 | 0 | 0 | 0 | 0 | 0 | 0 | 0 | 0 | 0 | 590 | 0 | 0 | 1001 | 0 | 0 | 0 | 0 | 0 | 0
M | E | Gross electricity generation Main activity electricity only - Other Sources | 2210 | 0 | 0 | 0 | 0 | 0 | 0 | 0 | 0 | 0 | 0 | 2034 | 0 | 0 | 0 | 0 | 0 | 0 | 176 | 0 | 0 | 0 | 0 | 0 | 0 | 0 | 0 | 0 | 2390 | 0 | 180 | 0 | 0 | 0 | 0
M | C | Gross electricity generation Main activity CHP plants - Other Sources | 0 | 0 | 0 | 0 | 0 | 0 | 0 | 0 | 0 | 0 | 0 | 0 | 0 | 0 | 0 | 0 | 0 | 0 | 0 | 0 | 0 | 0 | 0 | 0 | 0 | 0 | 0 | 0 | 0 | 0 | 0 | 0 | 0 | 0 | 0
A | E | Gross electricity generation Autoproducer electricity only - Other Sources | 2750 | 0 | 0 | 0 | 0 | 0 | 0 | 0 | 0 | 0 | 0 | 1984 | 0 | 0 | 0 | 0 | 0 | 0 | 767 | 0 | 0 | 0 | 0 | 0 | 0 | 0 | 0 | 0 | 2750 | 0 | 0 | 0 | 0 | 0 | 0
A | C | Gross electricity generation Autoproducer CHP plants - Other Sources | 18050 | 0 | 0 | 0 | 0 | 0 | 0 | 0 | 0 | 17978 | 0 | 0 | 0 | 0 | 0 | 0 | 0 | 0 | 0 | 0 | 0 | 0 | 0 | 0 | 72 | 0 | 0 | 0 | 17978 | 0 | 0 | 0 | 0 | 0 | 0
G | G | Total gross production | 11918318 | 313290 | 159714 | 297281 | 130486 | 2234066 | 36738 | 93492 | 216072 | 1058677 | 2074334 | 1093316 | 15757 | 17662 | 53222 | 14872 | 128722 | 8064 | 360788 | 239072 | 564970 | 167670 | 213887 | 54421 | 113238 | 254059 | 570370 | 1434078 | 10782727 | 31270 | 496832 | 214729 | 44852 | 25002 | 583042
M | E | Gross electricity generation Main activity electricity only - Anthracite | 58896 | 0 | 8989 | 0 | 0 | 19897 | 0 | 0 | 0 | 30010 | 0 | 0 | 0 | 0 | 0 | 0 | 0 | 0 | 0 | 0 | 0 | 0 | 0 | 0 | 0 | 0 | 0 | 0 | 49907 | 0 | 0 | 0 | 0 | 0 | 0
M | C | Gross electricity generation Main activity CHP plants - Anthracite | 706 | 0 | 0 | 0 | 0 | 0 | 0 | 0 | 0 | 0 | 0 | 0 | 0 | 0 | 0 | 0 | 0 | 0 | 0 | 0 | 0 | 0 | 0 | 0 | 706 | 0 | 0 | 0 | 0 | 0 | 0 | 0 | 0 | 0 | 0
A | E | Gross electricity generation Autoproducer electricity only - Anthracite | 1692 | 0 | 0 | 0 | 0 | 1692 | 0 | 0 | 0 | 0 | 0 | 0 | 0 | 0 | 0 | 0 | 0 | 0 | 0 | 0 | 0 | 0 | 0 | 0 | 0 | 0 | 0 | 0 | 1692 | 0 | 0 | 0 | 0 | 0 | 0
A | C | Gross electricity generation Autoproducer CHP plants - Anthracite | 0 | 0 | 0 | 0 | 0 | 0 | 0 | 0 | 0 | 0 | 0 | 0 | 0 | 0 | 0 | 0 | 0 | 0 | 0 | 0 | 0 | 0 | 0 | 0 | 0 | 0 | 0 | 0 | 0 | 0 | 0 | 0 | 0 | 0 | 0
M | E | Gross electricity generation Main activity electricity only - Coking Coal | 102964 | 0 | 0 | 0 | 0 | 102964 | 0 | 0 | 0 | 0 | 0 | 0 | 0 | 0 | 0 | 0 | 0 | 0 | 0 | 0 | 0 | 0 | 0 | 0 | 0 | 0 | 0 | 0 | 102964 | 0 | 0 | 0 | 0 | 0 | 0
M | C | Gross electricity generation Main activity CHP plants - Coking Coal | 14191 | 0 | 0 | 0 | 0 | 14191 | 0 | 0 | 0 | 0 | 0 | 0 | 0 | 0 | 0 | 0 | 0 | 0 | 0 | 0 | 0 | 0 | 0 | 0 | 0 | 0 | 0 | 0 | 14191 | 0 | 0 | 0 | 0 | 0 | 0
A | E | Gross electricity generation Autoproducer electricity only - Coking Coal | 9720 | 0 | 0 | 0 | 0 | 9720 | 0 | 0 | 0 | 0 | 0 | 0 | 0 | 0 | 0 | 0 | 0 | 0 | 0 | 0 | 0 | 0 | 0 | 0 | 0 | 0 | 0 | 0 | 9720 | 0 | 0 | 0 | 0 | 0 | 5627
A | C | Gross electricity generation Autoproducer CHP plants - Coking Coal | 4648 | 0 | 0 | 0 | 0 | 4648 | 0 | 0 | 0 | 0 | 0 | 0 | 0 | 0 | 0 | 0 | 0 | 0 | 0 | 0 | 0 | 0 | 0 | 0 | 0 | 0 | 0 | 0 | 4648 | 0 | 0 | 0 | 0 | 0 | 421
M | E | Gross electricity generation Main activity electricity only - Other Bituminous Coal | 1387458 | 29117 | 846 | 9072 | 0 | 253764 | 0 | 22867 | 0 | 217066 | 95213 | 154775 | 0 | 0 | 0 | 0 | 295 | 0 | 50256 | 20624 | 0 | 54814 | 0 | 0 | 0 | 8266 | 0 | 470484 | 1377245 | 0 | 0 | 0 | 8316 | 0 | 38063
M | C | Gross electricity generation Main activity CHP plants - Other Bituminous Coal | 464375 | 0 | 4316 | 10721 | 55620 | 30074 | 0 | 0 | 0 | 0 | 497 | 1321 | 0 | 0 | 0 | 0 | 252 | 0 | 34344 | 497 | 300578 | 0 | 0 | 0 | 9094 | 14796 | 2264 | 0 | 139565 | 0 | 151 | 0 | 0 | 0 | 0
A | E | Gross electricity generation Autoproducer electricity only - Other Bituminous Coal | 34920 | 0 | 0 | 0 | 0 | 21737 | 0 | 0 | 0 | 0 | 958 | 274 | 0 | 0 | 0 | 0 | 0 | 0 | 0 | 79 | 0 | 0 | 0 | 0 | 0 | 4 | 0 | 11869 | 34920 | 0 | 0 | 0 | 0 | 0 | 0
A | C | Gross electricity generation Autoproducer CHP plants - Other Bituminous Coal | 28735 | 400 | 1364 | 0 | 47 | 2052 | 0 | 133 | 0 | 1429 | 2387 | 612 | 0 | 0 | 0 | 0 | 0 | 0 | 0 | 652 | 14069 | 0 | 0 | 0 | 2873 | 310 | 68 | 2340 | 10429 | 0 | 0 | 0 | 0 | 0 | 0
M | E | Gross electricity generation Main activity electricity only - Sub-Bituminous Coal | 17010 | 0 | 0 | 0 | 0 | 0 | 0 | 0 | 0 | 16585 | 0 | 0 | 0 | 0 | 0 | 0 | 385 | 0 | 0 | 0 | 0 | 0 | 40 | 0 | 0 | 0 | 0 | 0 | 16585 | 0 | 0 | 0 | 0 | 0 | 0
M | C | Gross electricity generation Main activity CHP plants - Sub-Bituminous Coal | 3618 | 0 | 0 | 0 | 0 | 0 | 0 | 0 | 0 | 0 | 0 | 0 | 0 | 0 | 0 | 0 | 302 | 0 | 0 | 0 | 0 | 0 | 1595 | 1721 | 0 | 0 | 0 | 0 | 0 | 0 | 0 | 0 | 0 | 0 | 0
A | E | Gross electricity generation Autoproducer electricity only - Sub-Bituminous Coal | 0 | 0 | 0 | 0 | 0 | 0 | 0 | 0 | 0 | 0 | 0 | 0 | 0 | 0 | 0 | 0 | 0 | 0 | 0 | 0 | 0 | 0 | 0 | 0 | 0 | 0 | 0 | 0 | 0 | 0 | 0 | 0 | 0 | 0 | 0
A | C | Gross electricity generation Autoproducer CHP plants - Sub-Bituminous Coal | 148 | 0 | 0 | 0 | 0 | 0 | 0 | 0 | 0 | 0 | 0 | 0 | 0 | 0 | 0 | 0 | 0 | 0 | 0 | 0 | 0 | 0 | 0 | 148 | 0 | 0 | 0 | 0 | 0 | 0 | 0 | 0 | 0 | 0 | 0
M | E | Gross electricity generation Main activity electricity only - Lignite/Brown Coal | 975910 | 0 | 42023 | 111758 | 0 | 589673 | 32000 | 0 | 102521 | 19501 | 0 | 0 | 0 | 0 | 0 | 0 | 23083 | 0 | 0 | 3758 | 0 | 0 | 46778 | 2250 | 2563 | 0 | 0 | 0 | 715453 | 0 | 0 | 0 | 0 | 19559 | 106531
M | C | Gross electricity generation Main activity CHP plants - Lignite/Brown Coal | 310385 | 0 | 4374 | 25106 | 0 | 11894 | 1433 | 0 | 25402 | 0 | 0 | 0 | 0 | 0 | 0 | 0 | 965 | 0 | 0 | 32 | 197129 | 0 | 24768 | 14857 | 4424 | 0 | 0 | 0 | 37328 | 0 | 0 | 0 | 0 | 0 | 0
A | E | Gross electricity generation Autoproducer electricity only - Lignite/Brown Coal | 5677 | 0 | 0 | 1674 | 0 | 4003 | 0 | 0 | 0 | 0 | 0 | 0 | 0 | 0 | 0 | 0 | 0 | 0 | 0 | 0 | 0 | 0 | 0 | 0 | 0 | 0 | 0 | 0 | 4003 | 0 | 0 | 0 | 0 | 0 | 126
A | C | Gross electricity generation Autoproducer CHP plants - Lignite/Brown Coal | 25855 | 0 | 0 | 19717 | 0 | 0 | 4 | 0 | 0 | 0 | 0 | 0 | 0 | 0 | 0 | 0 | 0 | 0 | 0 | 151 | 0 | 0 | 5717 | 0 | 266 | 0 | 0 | 0 | 151 | 0 | 0 | 0 | 65 | 11 | 1148
M | E | Gross electricity generation Main activity electricity only - Peat | 13352 | 0 | 0 | 0 | 0 | 0 | 0 | 8723 | 0 | 0 | 0 | 0 | 0 | 0 | 0 | 0 | 0 | 0 | 0 | 0 | 0 | 0 | 0 | 0 | 0 | 4630 | 0 | 0 | 13352 | 0 | 0 | 0 | 0 | 0 | 0
M | C | Gross electricity generation Main activity CHP plants - Peat | 11711 | 0 | 0 | 0 | 0 | 0 | 0 | 0 | 0 | 0 | 0 | 0 | 0 | 0 | 0 | 0 | 0 | 0 | 0 | 0 | 0 | 0 | 0 | 0 | 0 | 9864 | 1847 | 0 | 11711 | 0 | 0 | 0 | 0 | 0 | 0
A | E | Gross electricity generation Autoproducer electricity only - Peat | 4 | 0 | 0 | 0 | 0 | 0 | 0 | 0 | 0 | 0 | 0 | 0 | 0 | 0 | 0 | 0 | 0 | 0 | 0 | 0 | 0 | 0 | 0 | 0 | 0 | 4 | 0 | 0 | 4 | 0 | 0 | 0 | 0 | 0 | 0
A | C | Gross electricity generation Autoproducer CHP plants - Peat | 1883 | 0 | 0 | 0 | 0 | 0 | 50 | 97 | 0 | 0 | 0 | 0 | 0 | 0 | 0 | 0 | 0 | 0 | 0 | 0 | 0 | 0 | 0 | 0 | 0 | 1706 | 29 | 0 | 1832 | 0 | 0 | 0 | 0 | 0 | 0
M | E | Gross electricity generation Main activity electricity only - Patent Fuel | 0 | 0 | 0 | 0 | 0 | 0 | 0 | 0 | 0 | 0 | 0 | 0 | 0 | 0 | 0 | 0 | 0 | 0 | 0 | 0 | 0 | 0 | 0 | 0 | 0 | 0 | 0 | 0 | 0 | 0 | 0 | 0 | 0 | 0 | 0
M | C | Gross electricity generation Main activity CHP plants - Patent Fuel | 0 | 0 | 0 | 0 | 0 | 0 | 0 | 0 | 0 | 0 | 0 | 0 | 0 | 0 | 0 | 0 | 0 | 0 | 0 | 0 | 0 | 0 | 0 | 0 | 0 | 0 | 0 | 0 | 0 | 0 | 0 | 0 | 0 | 0 | 0
A | E | Gross electricity generation Autoproducer electricity only - Patent Fuel | 0 | 0 | 0 | 0 | 0 | 0 | 0 | 0 | 0 | 0 | 0 | 0 | 0 | 0 | 0 | 0 | 0 | 0 | 0 | 0 | 0 | 0 | 0 | 0 | 0 | 0 | 0 | 0 | 0 | 0 | 0 | 0 | 0 | 0 | 0
A | C | Gross electricity generation Autoproducer CHP plants - Patent Fuel | 0 | 0 | 0 | 0 | 0 | 0 | 0 | 0 | 0 | 0 | 0 | 0 | 0 | 0 | 0 | 0 | 0 | 0 | 0 | 0 | 0 | 0 | 0 | 0 | 0 | 0 | 0 | 0 | 0 | 0 | 0 | 0 | 0 | 0 | 0
M | E | Gross electricity generation Main activity electricity only - Coke Oven Coke | 0 | 0 | 0 | 0 | 0 | 0 | 0 | 0 | 0 | 0 | 0 | 0 | 0 | 0 | 0 | 0 | 0 | 0 | 0 | 0 | 0 | 0 | 0 | 0 | 0 | 0 | 0 | 0 | 0 | 0 | 0 | 0 | 0 | 0 | 0
M | C | Gross electricity generation Main activity CHP plants - Coke Oven Coke | 0 | 0 | 0 | 0 | 0 | 0 | 0 | 0 | 0 | 0 | 0 | 0 | 0 | 0 | 0 | 0 | 0 | 0 | 0 | 0 | 0 | 0 | 0 | 0 | 0 | 0 | 0 | 0 | 0 | 0 | 0 | 0 | 0 | 0 | 0
A | E | Gross electricity generation Autoproducer electricity only - Coke Oven Coke | 0 | 0 | 0 | 0 | 0 | 0 | 0 | 0 | 0 | 0 | 0 | 0 | 0 | 0 | 0 | 0 | 0 | 0 | 0 | 0 | 0 | 0 | 0 | 0 | 0 | 0 | 0 | 0 | 0 | 0 | 0 | 0 | 0 | 0 | 0
A | C | Gross electricity generation Autoproducer CHP plants - Coke Oven Coke | 0 | 0 | 0 | 0 | 0 | 0 | 0 | 0 | 0 | 0 | 0 | 0 | 0 | 0 | 0 | 0 | 0 | 0 | 0 | 0 | 0 | 0 | 0 | 0 | 0 | 0 | 0 | 0 | 0 | 0 | 0 | 0 | 0 | 0 | 0
M | E | Gross electricity generation Main activity electricity only - Gas Coke | 0 | 0 | 0 | 0 | 0 | 0 | 0 | 0 | 0 | 0 | 0 | 0 | 0 | 0 | 0 | 0 | 0 | 0 | 0 | 0 | 0 | 0 | 0 | 0 | 0 | 0 | 0 | 0 | 0 | 0 | 0 | 0 | 0 | 0 | 0
M | C | Gross electricity generation Main activity CHP plants - Gas Coke | 0 | 0 | 0 | 0 | 0 | 0 | 0 | 0 | 0 | 0 | 0 | 0 | 0 | 0 | 0 | 0 | 0 | 0 | 0 | 0 | 0 | 0 | 0 | 0 | 0 | 0 | 0 | 0 | 0 | 0 | 0 | 0 | 0 | 0 | 0
A | E | Gross electricity generation Autoproducer electricity only - Gas Coke | 0 | 0 | 0 | 0 | 0 | 0 | 0 | 0 | 0 | 0 | 0 | 0 | 0 | 0 | 0 | 0 | 0 | 0 | 0 | 0 | 0 | 0 | 0 | 0 | 0 | 0 | 0 | 0 | 0 | 0 | 0 | 0 | 0 | 0 | 0
A | C | Gross electricity generation Autoproducer CHP plants - Gas Coke | 0 | 0 | 0 | 0 | 0 | 0 | 0 | 0 | 0 | 0 | 0 | 0 | 0 | 0 | 0 | 0 | 0 | 0 | 0 | 0 | 0 | 0 | 0 | 0 | 0 | 0 | 0 | 0 | 0 | 0 | 0 | 0 | 0 | 0 | 0
M | E | Gross electricity generation Main activity electricity only - Coal Tar | 0 | 0 | 0 | 0 | 0 | 0 | 0 | 0 | 0 | 0 | 0 | 0 | 0 | 0 | 0 | 0 | 0 | 0 | 0 | 0 | 0 | 0 | 0 | 0 | 0 | 0 | 0 | 0 | 0 | 0 | 0 | 0 | 0 | 0 | 0
M | C | Gross electricity generation Main activity CHP plants - Coal Tar | 209 | 0 | 0 | 209 | 0 | 0 | 0 | 0 | 0 | 0 | 0 | 0 | 0 | 0 | 0 | 0 | 0 | 0 | 0 | 0 | 0 | 0 | 0 | 0 | 0 | 0 | 0 | 0 | 0 | 0 | 0 | 0 | 0 | 0 | 0
A | E | Gross electricity generation Autoproducer electricity only - Coal Tar | 14 | 0 | 0 | 0 | 0 | 0 | 0 | 0 | 0 | 0 | 0 | 0 | 0 | 0 | 0 | 0 | 0 | 0 | 0 | 0 | 0 | 0 | 0 | 0 | 0 | 14 | 0 | 0 | 14 | 0 | 0 | 0 | 0 | 0 | 0
A | C | Gross electricity generation Autoproducer CHP plants - Coal Tar | 137 | 0 | 115 | 22 | 0 | 0 | 0 | 0 | 0 | 0 | 0 | 0 | 0 | 0 | 0 | 0 | 0 | 0 | 0 | 0 | 0 | 0 | 0 | 0 | 0 | 0 | 0 | 0 | 0 | 0 | 0 | 0 | 0 | 0 | 0
M | E | Gross electricity generation Main activity electricity only - BKB / Peat Briquettes | 3172 | 0 | 1602 | 0 | 0 | 1541 | 0 | 0 | 29 | 0 | 0 | 0 | 0 | 0 | 0 | 0 | 0 | 0 | 0 | 0 | 0 | 0 | 0 | 0 | 0 | 0 | 0 | 0 | 1570 | 0 | 0 | 0 | 0 | 0 | 0
M | C | Gross electricity generation Main activity CHP plants - BKB / Peat Briquettes | 4788 | 0 | 2819 | 0 | 0 | 1966 | 0 | 0 | 4 | 0 | 0 | 0 | 0 | 0 | 0 | 0 | 0 | 0 | 0 | 0 | 0 | 0 | 0 | 0 | 0 | 0 | 0 | 0 | 1969 | 0 | 0 | 0 | 0 | 0 | 0
A | E | Gross electricity generation Autoproducer electricity only - BKB / Peat Briquettes | 331 | 0 | 0 | 0 | 0 | 331 | 0 | 0 | 0 | 0 | 0 | 0 | 0 | 0 | 0 | 0 | 0 | 0 | 0 | 0 | 0 | 0 | 0 | 0 | 0 | 0 | 0 | 0 | 331 | 0 | 0 | 0 | 0 | 0 | 0
A | C | Gross electricity generation Autoproducer CHP plants - BKB / Peat Briquettes | 914 | 0 | 0 | 0 | 0 | 914 | 0 | 0 | 0 | 0 | 0 | 0 | 0 | 0 | 0 | 0 | 0 | 0 | 0 | 0 | 0 | 0 | 0 | 0 | 0 | 0 | 0 | 0 | 914 | 0 | 0 | 0 | 0 | 0 | 0
M | E | Gross electricity generation Main activity electricity only - Gas Works Gas | 515 | 0 | 0 | 0 | 0 | 0 | 515 | 0 | 0 | 0 | 0 | 0 | 0 | 0 | 0 | 0 | 0 | 0 | 0 | 0 | 0 | 0 | 0 | 0 | 0 | 0 | 0 | 0 | 0 | 0 | 0 | 0 | 0 | 0 | 0
M | C | Gross electricity generation Main activity CHP plants - Gas Works Gas | 130 | 0 | 0 | 0 | 0 | 0 | 130 | 0 | 0 | 0 | 0 | 0 | 0 | 0 | 0 | 0 | 0 | 0 | 0 | 0 | 0 | 0 | 0 | 0 | 0 | 0 | 0 | 0 | 0 | 0 | 0 | 0 | 0 | 0 | 0
A | E | Gross electricity generation Autoproducer electricity only - Gas Works Gas | 86 | 0 | 0 | 0 | 0 | 0 | 86 | 0 | 0 | 0 | 0 | 0 | 0 | 0 | 0 | 0 | 0 | 0 | 0 | 0 | 0 | 0 | 0 | 0 | 0 | 0 | 0 | 0 | 0 | 0 | 0 | 0 | 0 | 0 | 0
A | C | Gross electricity generation Autoproducer CHP plants - Gas Works Gas | 6883 | 0 | 0 | 6836 | 0 | 0 | 47 | 0 | 0 | 0 | 0 | 0 | 0 | 0 | 0 | 0 | 0 | 0 | 0 | 0 | 0 | 0 | 0 | 0 | 0 | 0 | 0 | 0 | 0 | 0 | 0 | 0 | 0 | 0 | 0
M | E | Gross electricity generation Main activity electricity only - Coke Oven Gas | 4586 | 518 | 0 | 0 | 0 | 169 | 0 | 0 | 0 | 936 | 1710 | 554 | 0 | 0 | 0 | 0 | 32 | 0 | 666 | 0 | 0 | 0 | 0 | 0 | 0 | 0 | 0 | 0 | 4554 | 0 | 0 | 0 | 0 | 0 | 0
M | C | Gross electricity generation Main activity CHP plants - Coke Oven Gas | 6599 | 0 | 0 | 583 | 0 | 0 | 0 | 0 | 0 | 0 | 0 | 4028 | 0 | 0 | 0 | 0 | 72 | 0 | 0 | 0 | 1681 | 0 | 50 | 0 | 0 | 0 | 184 | 0 | 4212 | 0 | 0 | 0 | 0 | 0 | 0
A | E | Gross electricity generation Autoproducer electricity only - Coke Oven Gas | 8071 | 0 | 0 | 0 | 0 | 3906 | 0 | 0 | 0 | 900 | 1030 | 245 | 0 | 0 | 0 | 0 | 0 | 0 | 0 | 799 | 0 | 0 | 0 | 0 | 0 | 122 | 54 | 1015 | 8071 | 0 | 0 | 0 | 0 | 0 | 612
A | C | Gross electricity generation Autoproducer CHP plants - Coke Oven Gas | 4144 | 194 | 166 | 608 | 0 | 360 | 0 | 0 | 0 | 497 | 25 | 4 | 0 | 0 | 0 | 0 | 0 | 0 | 112 | 58 | 1271 | 0 | 0 | 0 | 601 | 11 | 4 | 234 | 1498 | 0 | 0 | 0 | 0 | 0 | 202
M | E | Gross electricity generation Main activity electricity only - Blast Furnace Gas | 38200 | 6926 | 0 | 0 | 0 | 9778 | 0 | 0 | 0 | 3838 | 5674 | 4756 | 0 | 0 | 0 | 0 | 65 | 0 | 7164 | 0 | 0 | 0 | 0 | 0 | 0 | 0 | 0 | 0 | 38459 | 0 | 324 | 0 | 0 | 0 | 0
M | C | Gross electricity generation Main activity CHP plants - Blast Furnace Gas | 15750 | 0 | 0 | 1008 | 0 | 97 | 0 | 0 | 0 | 0 | 0 | 8611 | 0 | 0 | 0 | 0 | 274 | 0 | 4108 | 0 | 0 | 0 | 281 | 0 | 0 | 0 | 1372 | 0 | 14188 | 0 | 0 | 0 | 0 | 0 | 0
A | E | Gross electricity generation Autoproducer electricity only - Blast Furnace Gas | 29077 | 0 | 0 | 0 | 0 | 14432 | 0 | 0 | 0 | 0 | 2725 | 882 | 0 | 0 | 0 | 0 | 0 | 0 | 0 | 3701 | 0 | 0 | 0 | 0 | 0 | 2221 | 817 | 4298 | 29077 | 0 | 0 | 0 | 0 | 0 | 2480
A | C | Gross electricity generation Autoproducer CHP plants - Blast Furnace Gas | 6934 | 619 | 436 | 846 | 0 | 792 | 0 | 0 | 0 | 0 | 320 | 47 | 0 | 0 | 0 | 0 | 0 | 0 | 284 | 198 | 1282 | 0 | 468 | 0 | 943 | 130 | 0 | 569 | 2959 | 0 | 0 | 0 | 0 | 0 | 281
M | E | Gross electricity generation Main activity electricity only - Oxygen Steel Furnace Gas | 893 | 0 | 0 | 0 | 0 | 0 | 0 | 0 | 0 | 0 | 0 | 893 | 0 | 0 | 0 | 0 | 0 | 0 | 0 | 0 | 0 | 0 | 0 | 0 | 0 | 0 | 0 | 0 | 893 | 0 | 0 | 0 | 0 | 0 | 0
M | C | Gross electricity generation Main activity CHP plants - Oxygen Steel Furnace Gas | 1202 | 0 | 0 | 0 | 0 | 0 | 0 | 0 | 0 | 0 | 0 | 907 | 0 | 0 | 0 | 0 | 0 | 0 | 0 | 0 | 0 | 0 | 0 | 0 | 0 | 0 | 295 | 0 | 1202 | 0 | 0 | 0 | 0 | 0 | 0
A | E | Gross electricity generation Autoproducer electricity only - Oxygen Steel Furnace Gas | 0 | 0 | 0 | 0 | 0 | 0 | 0 | 0 | 0 | 0 | 0 | 0 | 0 | 0 | 0 | 0 | 0 | 0 | 0 | 0 | 0 | 0 | 0 | 0 | 0 | 0 | 0 | 0 | 0 | 0 | 0 | 0 | 0 | 0 | 0
A | C | Gross electricity generation Autoproducer CHP plants - Oxygen Steel Furnace Gas | 58 | 0 | 0 | 0 | 0 | 0 | 0 | 0 | 0 | 0 | 0 | 0 | 0 | 0 | 0 | 0 | 0 | 0 | 0 | 0 | 0 | 0 | 0 | 0 | 58 | 0 | 0 | 0 | 0 | 0 | 0 | 0 | 0 | 0 | 0
M | E | Gross electricity generation Main activity electricity only - Crude Oil | 0 | 0 | 0 | 0 | 0 | 0 | 0 | 0 | 0 | 0 | 0 | 0 | 0 | 0 | 0 | 0 | 0 | 0 | 0 | 0 | 0 | 0 | 0 | 0 | 0 | 0 | 0 | 0 | 0 | 0 | 0 | 0 | 0 | 0 | 0
M | C | Gross electricity generation Main activity CHP plants - Crude Oil | 0 | 0 | 0 | 0 | 0 | 0 | 0 | 0 | 0 | 0 | 0 | 0 | 0 | 0 | 0 | 0 | 0 | 0 | 0 | 0 | 0 | 0 | 0 | 0 | 0 | 0 | 0 | 0 | 0 | 0 | 0 | 0 | 0 | 0 | 0
A | E | Gross electricity generation Autoproducer electricity only - Crude Oil | 0 | 0 | 0 | 0 | 0 | 0 | 0 | 0 | 0 | 0 | 0 | 0 | 0 | 0 | 0 | 0 | 0 | 0 | 0 | 0 | 0 | 0 | 0 | 0 | 0 | 0 | 0 | 0 | 0 | 0 | 0 | 0 | 0 | 0 | 0
A | C | Gross electricity generation Autoproducer CHP plants - Crude Oil | 54 | 0 | 0 | 0 | 0 | 0 | 0 | 0 | 0 | 0 | 0 | 54 | 0 | 0 | 0 | 0 | 0 | 0 | 0 | 0 | 0 | 0 | 0 | 0 | 0 | 0 | 0 | 0 | 54 | 0 | 0 | 0 | 0 | 0 | 0
M | E | Gross electricity generation Main activity electricity only - NGL (Natural Gas Liquids) | 0 | 0 | 0 | 0 | 0 | 0 | 0 | 0 | 0 | 0 | 0 | 0 | 0 | 0 | 0 | 0 | 0 | 0 | 0 | 0 | 0 | 0 | 0 | 0 | 0 | 0 | 0 | 0 | 0 | 0 | 0 | 0 | 0 | 0 | 0
M | C | Gross electricity generation Main activity CHP plants - NGL (Natural Gas Liquids) | 0 | 0 | 0 | 0 | 0 | 0 | 0 | 0 | 0 | 0 | 0 | 0 | 0 | 0 | 0 | 0 | 0 | 0 | 0 | 0 | 0 | 0 | 0 | 0 | 0 | 0 | 0 | 0 | 0 | 0 | 0 | 0 | 0 | 0 | 0
A | E | Gross electricity generation Autoproducer electricity only - NGL (Natural Gas Liquids) | 0 | 0 | 0 | 0 | 0 | 0 | 0 | 0 | 0 | 0 | 0 | 0 | 0 | 0 | 0 | 0 | 0 | 0 | 0 | 0 | 0 | 0 | 0 | 0 | 0 | 0 | 0 | 0 | 0 | 0 | 0 | 0 | 0 | 0 | 0
A | C | Gross electricity generation Autoproducer CHP plants - NGL (Natural Gas Liquids) | 0 | 0 | 0 | 0 | 0 | 0 | 0 | 0 | 0 | 0 | 0 | 0 | 0 | 0 | 0 | 0 | 0 | 0 | 0 | 0 | 0 | 0 | 0 | 0 | 0 | 0 | 0 | 0 | 0 | 0 | 0 | 0 | 0 | 0 | 0
M | E | Gross electricity generation Main activity electricity only - Refinery Gas | 4 | 0 | 0 | 0 | 0 | 0 | 0 | 0 | 0 | 0 | 0 | 0 | 0 | 0 | 0 | 0 | 0 | 0 | 0 | 0 | 0 | 0 | 0 | 0 | 0 | 4 | 0 | 0 | 4 | 0 | 0 | 0 | 0 | 0 | 0
M | C | Gross electricity generation Main activity CHP plants - Refinery Gas | 3190 | 0 | 0 | 0 | 0 | 0 | 0 | 0 | 0 | 0 | 270 | 1516 | 0 | 0 | 0 | 0 | 0 | 0 | 1318 | 0 | 0 | 0 | 65 | 0 | 0 | 22 | 0 | 0 | 3125 | 0 | 0 | 0 | 0 | 0 | 0
A | E | Gross electricity generation Autoproducer electricity only - Refinery Gas | 2290 | 0 | 29 | 0 | 0 | 1660 | 0 | 0 | 0 | 0 | 580 | 11 | 0 | 0 | 0 | 0 | 0 | 0 | 0 | 0 | 0 | 0 | 0 | 0 | 0 | 11 | 0 | 0 | 2261 | 0 | 0 | 0 | 0 | 0 | 0
A | C | Gross electricity generation Autoproducer CHP plants - Refinery Gas | 22061 | 0 | 122 | 0 | 540 | 1184 | 0 | 151 | 2520 | 0 | 1750 | 6412 | 0 | 0 | 0 | 0 | 0 | 0 | 3758 | 421 | 230 | 612 | 212 | 0 | 61 | 25 | 0 | 4061 | 21434 | 0 | 0 | 0 | 47 | 4 | 0
M | E | Gross electricity generation Main activity electricity only - LPG (Liquefied Petroleum Gases) | 7 | 0 | 0 | 0 | 0 | 0 | 0 | 0 | 0 | 0 | 0 | 7 | 0 | 0 | 0 | 0 | 0 | 0 | 0 | 0 | 0 | 0 | 0 | 0 | 0 | 0 | 0 | 0 | 7 | 0 | 0 | 0 | 0 | 0 | 0
M | C | Gross electricity generation Main activity CHP plants - LPG (Liquefied Petroleum Gases) | 126 | 0 | 0 | 0 | 0 | 4 | 0 | 0 | 0 | 0 | 0 | 79 | 0 | 0 | 0 | 0 | 0 | 0 | 0 | 0 | 0 | 0 | 0 | 0 | 0 | 0 | 43 | 0 | 126 | 0 | 0 | 0 | 0 | 0 | 0
A | E | Gross electricity generation Autoproducer electricity only - LPG (Liquefied Petroleum Gases) | 317 | 0 | 0 | 0 | 0 | 317 | 0 | 0 | 0 | 0 | 0 | 0 | 0 | 0 | 0 | 0 | 0 | 0 | 0 | 0 | 0 | 0 | 0 | 0 | 0 | 0 | 0 | 0 | 317 | 0 | 0 | 0 | 0 | 0 | 0
A | C | Gross electricity generation Autoproducer CHP plants - LPG (Liquefied Petroleum Gases) | 1260 | 0 | 0 | 0 | 0 | 1102 | 0 | 4 | 0 | 0 | 0 | 148 | 0 | 0 | 0 | 0 | 0 | 0 | 0 | 0 | 0 | 7 | 0 | 0 | 0 | 0 | 0 | 0 | 1260 | 0 | 0 | 40 | 7 | 0 | 122
M | E | Gross electricity generation Main activity electricity only - Naphtha | 0 | 0 | 0 | 0 | 0 | 0 | 0 | 0 | 0 | 0 | 0 | 0 | 0 | 0 | 0 | 0 | 0 | 0 | 0 | 0 | 0 | 0 | 0 | 0 | 0 | 0 | 0 | 0 | 0 | 0 | 0 | 0 | 0 | 0 | 18
M | C | Gross electricity generation Main activity CHP plants - Naphtha | 0 | 0 | 0 | 0 | 0 | 0 | 0 | 0 | 0 | 0 | 0 | 0 | 0 | 0 | 0 | 0 | 0 | 0 | 0 | 0 | 0 | 0 | 0 | 0 | 0 | 0 | 0 | 0 | 0 | 0 | 0 | 0 | 0 | 0 | 4
A | E | Gross electricity generation Autoproducer electricity only - Naphtha | 0 | 0 | 0 | 0 | 0 | 0 | 0 | 0 | 0 | 0 | 0 | 0 | 0 | 0 | 0 | 0 | 0 | 0 | 0 | 0 | 0 | 0 | 0 | 0 | 0 | 0 | 0 | 0 | 0 | 0 | 0 | 0 | 0 | 0 | 720
A | C | Gross electricity generation Autoproducer CHP plants - Naphtha | 0 | 0 | 0 | 0 | 0 | 0 | 0 | 0 | 0 | 0 | 0 | 0 | 0 | 0 | 0 | 0 | 0 | 0 | 0 | 0 | 0 | 0 | 0 | 0 | 0 | 0 | 0 | 0 | 0 | 0 | 0 | 0 | 0 | 0 | 428
M | E | Gross electricity generation Main activity electricity only - Kerosene Type Jet Fuel | 4 | 0 | 0 | 0 | 0 | 0 | 0 | 0 | 0 | 0 | 0 | 0 | 0 | 0 | 0 | 0 | 0 | 0 | 0 | 0 | 0 | 0 | 0 | 0 | 0 | 0 | 4 | 0 | 4 | 0 | 0 | 0 | 0 | 0 | 0
M | C | Gross electricity generation Main activity CHP plants - Kerosene Type Jet Fuel | 0 | 0 | 0 | 0 | 0 | 0 | 0 | 0 | 0 | 0 | 0 | 0 | 0 | 0 | 0 | 0 | 0 | 0 | 0 | 0 | 0 | 0 | 0 | 0 | 0 | 0 | 0 | 0 | 0 | 0 | 0 | 0 | 0 | 0 | 0
A | E | Gross electricity generation Autoproducer electricity only - Kerosene Type Jet Fuel | 0 | 0 | 0 | 0 | 0 | 0 | 0 | 0 | 0 | 0 | 0 | 0 | 0 | 0 | 0 | 0 | 0 | 0 | 0 | 0 | 0 | 0 | 0 | 0 | 0 | 0 | 0 | 0 | 0 | 0 | 0 | 0 | 0 | 0 | 0
A | C | Gross electricity generation Autoproducer CHP plants - Kerosene Type Jet Fuel | 0 | 0 | 0 | 0 | 0 | 0 | 0 | 0 | 0 | 0 | 0 | 0 | 0 | 0 | 0 | 0 | 0 | 0 | 0 | 0 | 0 | 0 | 0 | 0 | 0 | 0 | 0 | 0 | 0 | 0 | 0 | 0 | 0 | 0 | 0
M | E | Gross electricity generation Main activity electricity only - Other Kerosene | 7 | 0 | 0 | 0 | 0 | 0 | 0 | 0 | 0 | 0 | 0 | 0 | 0 | 0 | 0 | 0 | 0 | 0 | 0 | 0 | 0 | 0 | 0 | 0 | 0 | 0 | 7 | 0 | 7 | 0 | 0 | 0 | 0 | 0 | 0
M | C | Gross electricity generation Main activity CHP plants - Other Kerosene | 0 | 0 | 0 | 0 | 0 | 0 | 0 | 0 | 0 | 0 | 0 | 0 | 0 | 0 | 0 | 0 | 0 | 0 | 0 | 0 | 0 | 0 | 0 | 0 | 0 | 0 | 0 | 0 | 0 | 0 | 0 | 0 | 0 | 0 | 0
A | E | Gross electricity generation Autoproducer electricity only - Other Kerosene | 0 | 0 | 0 | 0 | 0 | 0 | 0 | 0 | 0 | 0 | 0 | 0 | 0 | 0 | 0 | 0 | 0 | 0 | 0 | 0 | 0 | 0 | 0 | 0 | 0 | 0 | 0 | 0 | 0 | 0 | 0 | 0 | 0 | 0 | 0
A | C | Gross electricity generation Autoproducer CHP plants - Other Kerosene | 0 | 0 | 0 | 0 | 0 | 0 | 0 | 0 | 0 | 0 | 0 | 0 | 0 | 0 | 0 | 0 | 0 | 0 | 0 | 0 | 0 | 0 | 0 | 0 | 0 | 0 | 0 | 0 | 0 | 0 | 0 | 0 | 0 | 0 | 0
M | E | Gross electricity generation Main activity electricity only - Gas / Diesel Oil | 12845 | 0 | 0 | 0 | 32 | 1858 | 0 | 817 | 5720 | 0 | 1260 | 1670 | 151 | 0 | 0 | 0 | 22 | 0 | 0 | 7 | 0 | 292 | 0 | 18 | 0 | 14 | 144 | 839 | 12654 | 14 | 0 | 0 | 47 | 0 | 4
M | C | Gross electricity generation Main activity CHP plants - Gas / Diesel Oil | 3028 | 0 | 0 | 43 | 90 | 986 | 0 | 0 | 76 | 0 | 29 | 1220 | 0 | 0 | 0 | 4 | 7 | 0 | 234 | 4 | 25 | 0 | 7 | 7 | 0 | 25 | 270 | 0 | 2938 | 0 | 0 | 18 | 22 | 0 | 0
A | E | Gross electricity generation Autoproducer electricity only - Gas / Diesel Oil | 1195 | 0 | 0 | 25 | 0 | 490 | 0 | 0 | 0 | 0 | 619 | 25 | 0 | 0 | 0 | 0 | 0 | 0 | 0 | 0 | 0 | 4 | 25 | 0 | 0 | 7 | 0 | 0 | 1228 | 4 | 83 | 144 | 0 | 0 | 7
A | C | Gross electricity generation Autoproducer CHP plants - Gas / Diesel Oil | 1282 | 0 | 0 | 0 | 4 | 508 | 0 | 0 | 4 | 0 | 22 | 90 | 0 | 0 | 0 | 0 | 0 | 0 | 50 | 0 | 11 | 4 | 0 | 0 | 0 | 36 | 7 | 547 | 1271 | 0 | 0 | 324 | 0 | 0 | 0
M | E | Gross electricity generation Main activity electricity only - Residual Fuel Oil | 272880 | 5666 | 414 | 18 | 18 | 5252 | 90 | 11052 | 24566 | 60062 | 17194 | 97027 | 15502 | 0 | 0 | 0 | 943 | 0 | 0 | 1566 | 0 | 22104 | 1037 | 7 | 32 | 180 | 472 | 9677 | 254837 | 0 | 0 | 0 | 4219 | 50 | 8924
M | C | Gross electricity generation Main activity CHP plants - Residual Fuel Oil | 21074 | 47 | 4 | 47 | 4036 | 119 | 7 | 0 | 0 | 0 | 76 | 3107 | 0 | 22 | 666 | 0 | 108 | 0 | 72 | 1778 | 2167 | 2290 | 4597 | 7 | 43 | 446 | 1436 | 0 | 13406 | 0 | 0 | 0 | 1717 | 0 | 7
A | E | Gross electricity generation Autoproducer electricity only - Residual Fuel Oil | 8759 | 7 | 0 | 299 | 0 | 5764 | 14 | 0 | 0 | 0 | 961 | 803 | 0 | 0 | 0 | 0 | 0 | 0 | 0 | 32 | 0 | 7 | 356 | 0 | 0 | 238 | 18 | 259 | 8089 | 0 | 0 | 0 | 0 | 0 | 6163
A | C | Gross electricity generation Autoproducer CHP plants - Residual Fuel Oil | 71104 | 544 | 18 | 86 | 230 | 5746 | 4 | 0 | 259 | 25081 | 1768 | 12679 | 101 | 0 | 0 | 0 | 126 | 0 | 133 | 162 | 7492 | 6329 | 518 | 112 | 2531 | 785 | 2563 | 3838 | 60116 | 0 | 0 | 245 | 612 | 4 | 3341
M | E | Gross electricity generation Main activity electricity only - Bitumen | 25 | 0 | 0 | 0 | 0 | 0 | 0 | 0 | 0 | 0 | 0 | 25 | 0 | 0 | 0 | 0 | 0 | 0 | 0 | 0 | 0 | 0 | 0 | 0 | 0 | 0 | 0 | 0 | 25 | 0 | 0 | 0 | 0 | 0 | 0
M | C | Gross electricity generation Main activity CHP plants - Bitumen | 778 | 0 | 0 | 0 | 0 | 0 | 0 | 0 | 0 | 0 | 0 | 0 | 0 | 0 | 778 | 0 | 0 | 0 | 0 | 0 | 0 | 0 | 0 | 0 | 0 | 0 | 0 | 0 | 0 | 0 | 0 | 0 | 0 | 0 | 0
A | E | Gross electricity generation Autoproducer electricity only - Bitumen | 0 | 0 | 0 | 0 | 0 | 0 | 0 | 0 | 0 | 0 | 0 | 0 | 0 | 0 | 0 | 0 | 0 | 0 | 0 | 0 | 0 | 0 | 0 | 0 | 0 | 0 | 0 | 0 | 0 | 0 | 0 | 0 | 0 | 0 | 0
A | C | Gross electricity generation Autoproducer CHP plants - Bitumen | 0 | 0 | 0 | 0 | 0 | 0 | 0 | 0 | 0 | 0 | 0 | 0 | 0 | 0 | 0 | 0 | 0 | 0 | 0 | 0 | 0 | 0 | 0 | 0 | 0 | 0 | 0 | 0 | 0 | 0 | 0 | 0 | 0 | 0 | 0
M | E | Gross electricity generation Main activity electricity only - Petroleum Coke | 11448 | 0 | 0 | 0 | 0 | 6293 | 0 | 0 | 0 | 2768 | 2387 | 0 | 0 | 0 | 0 | 0 | 0 | 0 | 0 | 0 | 0 | 0 | 0 | 0 | 0 | 0 | 0 | 0 | 11448 | 0 | 0 | 0 | 0 | 0 | 0
M | C | Gross electricity generation Main activity CHP plants - Petroleum Coke | 713 | 0 | 122 | 0 | 0 | 590 | 0 | 0 | 0 | 0 | 0 | 0 | 0 | 0 | 0 | 0 | 0 | 0 | 0 | 0 | 0 | 0 | 0 | 0 | 0 | 0 | 0 | 0 | 590 | 0 | 0 | 0 | 0 | 0 | 0
A | E | Gross electricity generation Autoproducer electricity only - Petroleum Coke | 259 | 0 | 0 | 0 | 0 | 259 | 0 | 0 | 0 | 0 | 0 | 0 | 0 | 0 | 0 | 0 | 0 | 0 | 0 | 0 | 0 | 0 | 0 | 0 | 0 | 0 | 0 | 0 | 259 | 0 | 0 | 0 | 0 | 0 | 0
A | C | Gross electricity generation Autoproducer CHP plants - Petroleum Coke | 4079 | 0 | 0 | 0 | 0 | 0 | 0 | 0 | 0 | 0 | 0 | 4079 | 0 | 0 | 0 | 0 | 0 | 0 | 0 | 0 | 0 | 0 | 0 | 0 | 0 | 0 | 0 | 0 | 4079 | 0 | 0 | 0 | 7 | 0 | 0
M | E | Gross electricity generation Main activity electricity only - Other Oil Products | 9677 | 0 | 0 | 144 | 0 | 410 | 0 | 0 | 0 | 0 | 0 | 623 | 0 | 0 | 0 | 0 | 432 | 8064 | 0 | 0 | 0 | 0 | 0 | 0 | 0 | 4 | 0 | 0 | 1037 | 0 | 0 | 0 | 0 | 0 | 0
M | C | Gross electricity generation Main activity CHP plants - Other Oil Products | 39470 | 0 | 0 | 266 | 0 | 14 | 0 | 0 | 0 | 0 | 594 | 38596 | 0 | 0 | 0 | 0 | 0 | 0 | 0 | 0 | 0 | 0 | 0 | 0 | 0 | 0 | 0 | 0 | 39204 | 0 | 0 | 0 | 0 | 0 | 0
A | E | Gross electricity generation Autoproducer electricity only - Other Oil Products | 5479 | 0 | 281 | 119 | 0 | 3208 | 0 | 0 | 0 | 0 | 565 | 144 | 0 | 0 | 0 | 0 | 0 | 0 | 0 | 1163 | 0 | 0 | 0 | 0 | 0 | 0 | 0 | 0 | 5080 | 0 | 0 | 0 | 0 | 0 | 0
A | C | Gross electricity generation Autoproducer CHP plants - Other Oil Products | 8798 | 0 | 1192 | 126 | 0 | 2336 | 0 | 0 | 0 | 0 | 457 | 1332 | 0 | 0 | 0 | 0 | 0 | 0 | 2578 | 774 | 0 | 0 | 0 | 0 | 0 | 4 | 0 | 0 | 7481 | 0 | 0 | 0 | 0 | 0 | 0
M | E | Gross electricity generation Main activity electricity only - Natural Gas | 1309565 | 59353 | 22 | 414 | 0 | 74491 | 0 | 39870 | 28750 | 192827 | 432 | 293087 | 0 | 0 | 0 | 9680 | 15851 | 0 | 55436 | 25441 | 0 | 41875 | 9425 | 122 | 0 | 832 | 0 | 461657 | 1283731 | 0 | 0 | 0 | 439 | 0 | 220356
M | C | Gross electricity generation Main activity CHP plants - Natural Gas | 668948 | 20786 | 4036 | 2520 | 26564 | 113825 | 1714 | 0 | 0 | 0 | 38736 | 206395 | 0 | 5162 | 10256 | 0 | 27479 | 0 | 117032 | 10897 | 17262 | 1141 | 24163 | 443 | 7013 | 31777 | 1746 | 0 | 568901 | 0 | 0 | 432 | 5018 | 0 | 7675
A | E | Gross electricity generation Autoproducer electricity only - Natural Gas | 29603 | 0 | 310 | 209 | 0 | 6001 | 4 | 0 | 86 | 0 | 8878 | 968 | 0 | 0 | 0 | 0 | 7 | 0 | 886 | 4320 | 0 | 40 | 68 | 0 | 0 | 72 | 0 | 7754 | 30355 | 0 | 1350 | 0 | 0 | 0 | 24138
A | C | Gross electricity generation Autoproducer CHP plants - Natural Gas | 375620 | 2117 | 1858 | 2149 | 5044 | 55516 | 241 | 1796 | 580 | 91613 | 35003 | 36893 | 0 | 187 | 605 | 1501 | 1228 | 0 | 35086 | 6235 | 1390 | 5926 | 947 | 655 | 850 | 7751 | 360 | 80093 | 365512 | 0 | 0 | 2700 | 1073 | 4 | 12233
M | E | Gross electricity generation Main activity electricity only - Industrial Waste | 803 | 410 | 0 | 0 | 0 | 0 | 0 | 0 | 0 | 0 | 0 | 310 | 0 | 0 | 0 | 0 | 47 | 0 | 0 | 36 | 0 | 0 | 0 | 0 | 0 | 0 | 0 | 0 | 756 | 0 | 0 | 0 | 0 | 0 | 0
M | C | Gross electricity generation Main activity CHP plants - Industrial Waste | 385 | 79 | 0 | 0 | 0 | 0 | 0 | 0 | 0 | 0 | 0 | 0 | 0 | 0 | 0 | 0 | 0 | 0 | 0 | 7 | 0 | 0 | 0 | 0 | 0 | 7 | 292 | 0 | 385 | 0 | 0 | 0 | 0 | 0 | 0
A | E | Gross electricity generation Autoproducer electricity only - Industrial Waste | 3100 | 0 | 0 | 0 | 0 | 65 | 0 | 0 | 0 | 0 | 0 | 90 | 0 | 0 | 0 | 0 | 0 | 0 | 0 | 104 | 0 | 32 | 0 | 0 | 0 | 4 | 0 | 2804 | 3121 | 0 | 22 | 0 | 0 | 0 | 317
A | C | Gross electricity generation Autoproducer CHP plants - Industrial Waste | 6628 | 0 | 61 | 0 | 0 | 0 | 0 | 0 | 360 | 0 | 0 | 212 | 0 | 0 | 0 | 0 | 0 | 0 | 0 | 608 | 857 | 0 | 4 | 22 | 0 | 191 | 0 | 4313 | 5684 | 0 | 0 | 1001 | 0 | 0 | 0
M | E | Gross electricity generation Main activity electricity only - Municipal Waste (Renewable) | 5108 | 806 | 0 | 0 | 0 | 0 | 0 | 0 | 0 | 1624 | 76 | 1472 | 0 | 0 | 0 | 68 | 0 | 0 | 0 | 860 | 0 | 0 | 0 | 0 | 0 | 202 | 0 | 0 | 5126 | 0 | 18 | 0 | 0 | 0 | 0
M | C | Gross electricity generation Main activity CHP plants - Municipal Waste (Renewable) | 19084 | 367 | 0 | 36 | 1426 | 10937 | 0 | 0 | 0 | 0 | 428 | 3168 | 0 | 0 | 0 | 0 | 212 | 0 | 0 | 47 | 0 | 0 | 0 | 0 | 0 | 576 | 1886 | 0 | 18972 | 0 | 137 | 0 | 0 | 0 | 0
A | E | Gross electricity generation Autoproducer electricity only - Municipal Waste (Renewable) | 11221 | 0 | 0 | 0 | 0 | 0 | 0 | 0 | 0 | 0 | 3690 | 22 | 0 | 0 | 0 | 0 | 0 | 0 | 3114 | 126 | 0 | 1066 | 0 | 0 | 0 | 0 | 0 | 3204 | 11221 | 0 | 0 | 299 | 0 | 0 | 0
A | C | Gross electricity generation Autoproducer CHP plants - Municipal Waste (Renewable) | 5911 | 0 | 0 | 4 | 2167 | 0 | 0 | 0 | 0 | 0 | 1714 | 50 | 0 | 0 | 0 | 0 | 0 | 0 | 1444 | 4 | 0 | 0 | 0 | 0 | 83 | 180 | 0 | 266 | 5825 | 0 | 0 | 2603 | 0 | 0 | 0
M | E | Gross electricity generation Main activity electricity only - Municipal Waste (Non-Renewable) | 4774 | 1361 | 0 | 0 | 0 | 0 | 0 | 0 | 0 | 1624 | 76 | 1476 | 0 | 0 | 0 | 104 | 0 | 0 | 0 | 29 | 0 | 0 | 0 | 0 | 0 | 104 | 0 | 0 | 4792 | 0 | 18 | 0 | 0 | 0 | 0
M | C | Gross electricity generation Main activity CHP plants - Municipal Waste (Non-Renewable) | 19652 | 526 | 0 | 22 | 1166 | 10937 | 0 | 0 | 0 | 0 | 428 | 3168 | 0 | 0 | 0 | 0 | 212 | 0 | 0 | 97 | 0 | 0 | 0 | 0 | 0 | 270 | 2826 | 0 | 19555 | 0 | 137 | 0 | 0 | 0 | 0
A | E | Gross electricity generation Autoproducer electricity only - Municipal Waste (Non-Renewable) | 10400 | 0 | 0 | 0 | 0 | 0 | 0 | 0 | 0 | 0 | 3690 | 22 | 0 | 0 | 0 | 0 | 0 | 0 | 3514 | 187 | 0 | 1066 | 0 | 0 | 0 | 0 | 0 | 1922 | 10400 | 0 | 0 | 299 | 0 | 0 | 0
A | C | Gross electricity generation Autoproducer CHP plants - Municipal Waste (Non-Renewable) | 5472 | 0 | 0 | 4 | 1771 | 0 | 0 | 0 | 0 | 0 | 1714 | 50 | 0 | 0 | 0 | 0 | 0 | 0 | 1627 | 4 | 0 | 0 | 0 | 0 | 86 | 58 | 0 | 158 | 5382 | 0 | 0 | 2603 | 0 | 0 | 0
M | E | Gross electricity generation Main activity electricity only - Wood, Wood Wastes and Other Solid Wastes | 31241 | 2401 | 0 | 742 | 0 | 0 | 0 | 0 | 0 | 2048 | 0 | 3420 | 0 | 0 | 0 | 0 | 5569 | 0 | 3031 | 1015 | 0 | 198 | 0 | 0 | 0 | 2938 | 0 | 9878 | 24930 | 0 | 0 | 0 | 0 | 0 | 0
M | C | Gross electricity generation Main activity CHP plants - Wood, Wood Wastes and Other Solid Wastes | 49972 | 0 | 0 | 50 | 6775 | 11318 | 0 | 0 | 0 | 0 | 0 | 4277 | 0 | 14 | 0 | 0 | 68 | 0 | 5054 | 410 | 2790 | 0 | 0 | 36 | 11 | 8413 | 10753 | 0 | 47002 | 0 | 0 | 65 | 0 | 0 | 0
A | E | Gross electricity generation Autoproducer electricity only - Wood, Wood Wastes and Other Solid Wastes | 7186 | 4 | 0 | 0 | 0 | 0 | 7 | 0 | 0 | 1098 | 1595 | 47 | 0 | 0 | 0 | 0 | 0 | 0 | 0 | 1069 | 0 | 36 | 22 | 0 | 0 | 1012 | 0 | 2297 | 8201 | 0 | 1044 | 0 | 0 | 0 | 7
A | C | Gross electricity generation Autoproducer CHP plants - Wood, Wood Wastes and Other Solid Wastes | 59681 | 1051 | 0 | 1224 | 43 | 5411 | 68 | 29 | 0 | 2538 | 2930 | 54 | 0 | 4 | 11 | 0 | 29 | 0 | 0 | 4446 | 2250 | 4630 | 0 | 259 | 4 | 20801 | 13900 | 0 | 55832 | 0 | 0 | 198 | 11 | 0 | 11
M | E | Gross electricity generation Main activity electricity only - Landfill Gas | 4712 | 371 | 0 | 65 | 0 | 0 | 0 | 382 | 338 | 0 | 0 | 3395 | 0 | 0 | 0 | 0 | 0 | 0 | 148 | 14 | 0 | 0 | 0 | 0 | 0 | 0 | 0 | 0 | 4648 | 14 | 0 | 0 | 40 | 0 | 0
M | C | Gross electricity generation Main activity CHP plants - Landfill Gas | 4565 | 166 | 0 | 4 | 14 | 3780 | 43 | 0 | 0 | 0 | 0 | 338 | 0 | 0 | 0 | 0 | 0 | 0 | 76 | 0 | 4 | 0 | 0 | 0 | 0 | 76 | 65 | 0 | 4514 | 0 | 0 | 0 | 0 | 0 | 0
A | E | Gross electricity generation Autoproducer electricity only - Landfill Gas | 19084 | 0 | 0 | 122 | 7 | 0 | 0 | 0 | 0 | 1627 | 1472 | 32 | 0 | 4 | 0 | 0 | 0 | 0 | 194 | 47 | 0 | 97 | 0 | 32 | 0 | 0 | 0 | 15448 | 18925 | 0 | 0 | 54 | 0 | 0 | 14
A | C | Gross electricity generation Autoproducer CHP plants - Landfill Gas | 796 | 0 | 0 | 94 | 97 | 0 | 0 | 0 | 0 | 101 | 0 | 22 | 0 | 90 | 0 | 0 | 0 | 0 | 50 | 0 | 266 | 0 | 0 | 76 | 0 | 0 | 0 | 0 | 270 | 0 | 0 | 0 | 0 | 0 | 4
M | E | Gross electricity generation Main activity electricity only - Sludge Gas | 176 | 0 | 0 | 0 | 0 | 0 | 0 | 0 | 0 | 0 | 0 | 0 | 0 | 0 | 0 | 0 | 0 | 0 | 0 | 173 | 0 | 0 | 0 | 0 | 0 | 4 | 0 | 0 | 176 | 0 | 0 | 0 | 0 | 0 | 0
M | C | Gross electricity generation Main activity CHP plants - Sludge Gas | 3391 | 0 | 0 | 7 | 0 | 3197 | 0 | 0 | 0 | 0 | 0 | 11 | 0 | 36 | 7 | 0 | 0 | 0 | 0 | 11 | 0 | 0 | 0 | 0 | 0 | 0 | 122 | 0 | 3341 | 0 | 0 | 0 | 0 | 0 | 0
A | E | Gross electricity generation Autoproducer electricity only - Sludge Gas | 670 | 0 | 0 | 0 | 0 | 0 | 7 | 0 | 0 | 385 | 101 | 0 | 0 | 0 | 0 | 0 | 0 | 0 | 0 | 7 | 0 | 0 | 0 | 0 | 0 | 0 | 0 | 169 | 662 | 0 | 0 | 0 | 0 | 0 | 0
A | C | Gross electricity generation Autoproducer CHP plants - Sludge Gas | 2941 | 11 | 0 | 256 | 155 | 0 | 0 | 58 | 101 | 61 | 97 | 0 | 0 | 0 | 0 | 18 | 58 | 0 | 443 | 14 | 126 | 14 | 0 | 7 | 14 | 0 | 0 | 1508 | 2480 | 0 | 0 | 385 | 0 | 0 | 0
M | E | Gross electricity generation Main activity electricity only - Other Biogas | 760 | 0 | 0 | 0 | 0 | 0 | 0 | 0 | 0 | 0 | 0 | 29 | 0 | 0 | 0 | 0 | 0 | 0 | 0 | 731 | 0 | 0 | 0 | 0 | 0 | 0 | 0 | 0 | 760 | 0 | 0 | 0 | 0 | 0 | 0
M | C | Gross electricity generation Main activity CHP plants - Other Biogas | 10141 | 130 | 0 | 0 | 490 | 9079 | 0 | 0 | 0 | 0 | 0 | 410 | 0 | 0 | 0 | 0 | 0 | 0 | 0 | 25 | 0 | 0 | 0 | 0 | 0 | 0 | 7 | 0 | 10141 | 0 | 0 | 0 | 0 | 0 | 0
A | E | Gross electricity generation Autoproducer electricity only - Other Biogas | 140 | 0 | 0 | 4 | 0 | 0 | 0 | 0 | 0 | 43 | 36 | 25 | 0 | 0 | 0 | 0 | 0 | 0 | 0 | 29 | 0 | 0 | 0 | 0 | 4 | 0 | 0 | 0 | 133 | 0 | 0 | 0 | 0 | 0 | 86
A | C | Gross electricity generation Autoproducer CHP plants - Other Biogas | 1721 | 126 | 0 | 25 | 248 | 893 | 0 | 0 | 0 | 25 | 14 | 47 | 0 | 0 | 7 | 83 | 32 | 0 | 148 | 54 | 4 | 14 | 0 | 0 | 0 | 0 | 0 | 0 | 1652 | 0 | 0 | 86 | 0 | 0 | 0
M | E | Gross electricity generation Main activity electricity only - Other Liquid Biofuels | 5634 | 281 | 0 | 0 | 0 | 0 | 0 | 0 | 0 | 0 | 0 | 0 | 0 | 0 | 0 | 0 | 0 | 0 | 5216 | 137 | 0 | 0 | 0 | 0 | 0 | 0 | 0 | 0 | 5634 | 0 | 0 | 0 | 0 | 0 | 0
M | C | Gross electricity generation Main activity CHP plants - Other Liquid Biofuels | 551 | 0 | 0 | 0 | 0 | 277 | 0 | 0 | 0 | 0 | 0 | 0 | 0 | 0 | 0 | 0 | 0 | 0 | 0 | 43 | 0 | 0 | 0 | 0 | 0 | 0 | 230 | 0 | 551 | 0 | 0 | 0 | 0 | 0 | 0
A | E | Gross electricity generation Autoproducer electricity only - Other Liquid Biofuels | 25 | 7 | 0 | 0 | 0 | 0 | 0 | 0 | 0 | 0 | 0 | 0 | 0 | 0 | 0 | 0 | 0 | 0 | 0 | 18 | 0 | 0 | 0 | 0 | 0 | 0 | 0 | 0 | 25 | 0 | 0 | 0 | 0 | 0 | 0
A | C | Gross electricity generation Autoproducer CHP plants - Other Liquid Biofuels | 3845 | 4 | 0 | 0 | 0 | 3827 | 0 | 0 | 0 | 0 | 0 | 0 | 0 | 0 | 0 | 0 | 0 | 0 | 0 | 11 | 0 | 0 | 0 | 0 | 0 | 0 | 4 | 0 | 3845 | 0 | 0 | 0 | 0 | 0 | 0
G | G | Transformation output - Conventional Thermal Power Stations | 6837170 | 135353 | 75517 | 197287 | 106585 | 1448248 | 36464 | 85979 | 191315 | 692266 | 240178 | 930229 | 15754 | 5519 | 13050 | 11459 | 78156 | 8064 | 338519 | 93733 | 550883 | 142852 | 121144 | 20779 | 32332 | 119916 | 44089 | 1101503 | 5692028 | 6001 | 3809 | 11495 | 21640 | 19631 | 440410
G | G | Transformation output - Main Activity Conventional Thermal Power Stations | 5973386 | 129312 | 69566 | 162835 | 96232 | 1289376 | 35932 | 83711 | 187405 | 548888 | 165078 | 861872 | 15653 | 5234 | 11707 | 10249 | 76676 | 8064 | 284332 | 68249 | 521636 | 122969 | 112806 | 19469 | 23886 | 83448 | 26266 | 952535 | 4916884 | 5998 | 965 | 515 | 19818 | 19609 | 381920
G | G | Transformation output - Autoproducer Conventional Thermal Power Stations | 863784 | 6041 | 5951 | 34452 | 10354 | 158872 | 533 | 2268 | 3910 | 143377 | 75100 | 68357 | 101 | 284 | 1343 | 1210 | 1480 | 0 | 54187 | 25484 | 29246 | 19883 | 8338 | 1310 | 8446 | 36468 | 17824 | 148968 | 775145 | 4 | 2844 | 10980 | 1822 | 22 | 58489
|  |  |  | 6.041 | 5.951 | 34.452 | 10.354 | 158.872 | 0.533 | 2.268 | 3.91 | 143.377 | 75.1 | 68.357 | 0.101 | 0.284 | 1.343 | 1.21 | 1.48 | 0 | 54.187 | 25.484 | 29.246 | 19.883 | 8.338 | 1.31 | 8.446 | 36.468 | 17.824 | 148.968 | 775.145 | 0.004 | 2.844 | 10.98 | 1.822 | 0.022 | 58.489
|  |  |  | 5.065 | 5.332 | 31.997 | 10.346 | 85.288 | 0.414 | 2.268 | 3.823 | 121.345 | 48.2 | 62.784 | 0.101 | 0.281 | 0.623 | 1.21 | 1.472 | 0 | 45.713 | 13.792 | 29.246 | 17.536 | 7.866 | 1.278 | 8.37 | 31.986 | 16.934 | 97.927 | 564.217 | 0 | 0 | 10.184 | 1.822 | 0.022 | 18.191
|  |  |  | 0.018 | 0.619 | 2.452 | 0.007 | 73.584 | 0.119 | 0 | 0.086 | 4.054 | 26.899 | 3.589 | 0 | 0.004 | 0 | 0 | 0.007 | 0 | 7.708 | 11.682 | 0 | 2.347 | 0.472 | 0.032 | 0.004 | 3.708 | 0.889 | 51.041 | 188.111 | 0.004 | 2.498 | 0.796 | 0 | 0 | 40.298
|  |  |  | 0.004 | 0 | 0 | 0.007 | 0 | 0 | 0 | 0 | 0.036 | 0.029 | 0 | 0.004 | 0 | 0 | 0.065 | 0 | 0 | 0.115 | 0 | 0 | 0 | 0 | 0 | 0 | 0 | 0 | 0.029 | 0.284 | 0 | 0 | 0.068 | 0 | 0 | 0
|  |  |  | 0.007 | 0 | 0 | 0 | 0 | 0.004 | 0 | 0 | 0.054 | 0.382 | 0.011 | 0 | 0 | 0 | 0 | 0 | 0 | 1.019 | 0 | 0 | 0 | 0 | 0 | 0.022 | 0 | 0 | 10.454 | 11.927 | 0 | 0 | 0 | 0 | 0 | 0.022
|  |  |  | 0 | 0 | 1.98 | 0 | 1.3 | 0 | 0 | 0 | 1.26 | 2.905 | 2.876 | 0 | 0.036 | 0 | 0.018 | 0 | 0 | 0 | 4.439 | 0.007 | 0.029 | 0.274 | 0.81 | 0.295 | 3.564 | 0.04 | 3.946 | 40.561 | 0.014 | 20.185 | 8.42 | 0.058 | 0 | 3.006
|  |  |  | AT | BE | BG | CY | CZ | DE | DK | EE | ES | FI | FR | GR | HU | IE | IT | LT | LU | LV | MT | NL | PL | PT | RO | SE | SI | SK | UK | CH | IS | NO
|  |  | Total Auto Thermal Plants | 25.484 | 6.041 | 5.951 | 0.101 | 34.452 | 158.872 | 10.354 | 0.533 | 143.377 | 36.468 | 75.1 | 3.91 | 1.48 | 2.268 | 68.357 | 1.343 | 1.21 | 0.284 | 0 | 54.187 | 29.246 | 19.883 | 8.338 | 17.824 | 1.31 | 8.446 | 148.968 | 10.98 | 0.004 | 2.844
|  |  | Total CHP | 13.792 | 5.065 | 5.332 | 0.101 | 31.997 | 85.288 | 10.346 | 0.414 | 121.345 | 31.986 | 48.2 | 3.823 | 1.472 | 2.268 | 62.784 | 0.623 | 1.21 | 0.281 | 0 | 45.713 | 29.246 | 17.536 | 7.866 | 16.934 | 1.278 | 8.37 | 97.927 | 10.184 | 0 | 0
|  |  | Total Elec Only (no Ren) | 11.682 | 0.018 | 0.619 | 0 | 2.452 | 73.584 | 0.007 | 0.119 | 4.054 | 3.708 | 26.899 | 0.086 | 0.007 | 0 | 3.589 | 0 | 0 | 0.004 | 0 | 7.708 | 0 | 2.347 | 0.472 | 0.889 | 0.032 | 0.004 | 51.041 | 0.796 | 0.004 | 2.498
|  |  | Solar | 0 | 0.004 | 0 | 0.004 | 0 | 0 | 0.007 | 0 | 0.036 | 0 | 0.029 | 0 | 0 | 0 | 0 | 0 | 0.065 | 0 | 0 | 0.115 | 0 | 0 | 0 | 0 | 0 | 0 | 0.029 | 0.068 | 0 | 0
|  |  | Wind | 0 | 0.007 | 0 | 0 | 0 | 0 | 0 | 0.004 | 0.054 | 0 | 0.382 | 0 | 0 | 0 | 0.011 | 0 | 0 | 0 | 0 | 1.019 | 0 | 0 | 0 | 0 | 0 | 0.022 | 10.454 | 0 | 0 | 0
|  |  | Hydro | 4.439 | 0 | 0 | 0 | 1.98 | 1.3 | 0 | 0 | 1.26 | 3.564 | 2.905 | 0 | 0 | 0 | 2.876 | 0 | 0.018 | 0.036 | 0 | 0 | 0.007 | 0.029 | 0.274 | 0.04 | 0.81 | 0.295 | 3.946 | 8.42 | 0.014 | 20.185
Special value:
|  | : | not available
Supply, transformation, consumption - electricity - annual data [nrg_105a]
|  | Last update | 2013-03-20 14:15
|  | Extracted on | 2013-04-25 11:43
|  | Source of data | Eurostat
|  | UNIT | Terajoule
|  | PRODUCT | Electrical energy
|  | TIME | 2005
|  | INDIC_NRG/GEO | European Union (27 countries) | Belgium | Bulgaria | Czech Republic | Denmark | Germany (until 1990 former territory of the FRG) | Estonia | Ireland | Greece | Spain | France | Italy | Cyprus | Latvia | Lithuania | Luxembourg | Hungary | Malta | Netherlands | Austria | Poland | Portugal | Romania | Slovenia | Slovakia | Finland | Sweden | United Kingdom | Iceland | Norway | Switzerland | Croatia | Former Yugoslav Republic of Macedonia, the | Turkey
M | E | Net electricity generation Main activity electricity only - Nuclear | 3312832 | 163206 | 62435 | 83718 | 0 | 556603 | 0 | 0 | 0 | 199271 | 1547917 | 0 | 0 | 0 | 0 | 0 | 46177 | 0 | 13568 | 0 | 0 | 0 | 18421 | 20210 | 0 | 80482 | 250200 | 270623 | 0 | 0 | 79272 | 0 | 0 | 0
M | C | Net electricity generation Main activity CHP plants - Nuclear | 93312 | 0 | 0 | 0 | 0 | 0 | 0 | 0 | 0 | 0 | 0 | 0 | 0 | 0 | 34358 | 0 | 0 | 0 | 0 | 0 | 0 | 0 | 0 | 0 | 58954 | 0 | 0 | 0 | 0 | 0 | 0 | 0 | 0 | 0
A | E | Net electricity generation Autoproducer electricity only - Nuclear | 0 | 0 | 0 | 0 | 0 | 0 | 0 | 0 | 0 | 0 | 0 | 0 | 0 | 0 | 0 | 0 | 0 | 0 | 0 | 0 | 0 | 0 | 0 | 0 | 0 | 0 | 0 | 0 | 0 | 0 | 0 | 0 | 0 | 0
A | C | Net electricity generation Autoproducer CHP plants - Nuclear | 0 | 0 | 0 | 0 | 0 | 0 | 0 | 0 | 0 | 0 | 0 | 0 | 0 | 0 | 0 | 0 | 0 | 0 | 0 | 0 | 0 | 0 | 0 | 0 | 0 | 0 | 0 | 0 | 0 | 0 | 0 | 0 | 0 | 0
M | E | Net electricity generation Main activity electricity only - Hydro | 1185962 | 5724 | 16884 | 8878 | 83 | 93445 | 79 | 3481 | 20095 | 80622 | 198342 | 149645 | 0 | 11790 | 2884 | 3107 | 709 | 0 | 317 | 129892 | 13471 | 18090 | 70985 | 11459 | 16582 | 45432 | 260219 | 23749 | 25002 | 468932 | 109595 | 22997 | 5353 | 138370
A | E | Net electricity generation Autoproducer electricity only - Hydro | 22997 | 0 | 0 | 1973 | 0 | 1285 | 0 | 0 | 0 | 1246 | 2869 | 2840 | 0 | 36 | 0 | 18 | 0 | 0 | 0 | 4439 | 7 | 29 | 270 | 803 | 281 | 3517 | 36 | 3348 | 14 | 20146 | 8338 | 58 | 0 | 2981
M | E | Net electricity generation Main activity electricity only - Pumped Hydro | 124592 | 4705 | 1415 | 2329 | 0 | 25254 | 0 | 1224 | 2135 | 16387 | 16772 | 24354 | 0 | 0 | 1274 | 2797 | 0 | 0 | 0 | 8348 | 5638 | 1354 | 0 | 0 | 371 | 0 | 241 | 9994 | 0 | 2642 | 6552 | 378 | 0 | 0
A | E | Net electricity generation Autoproducer electricity only - Pumped Hydro | 0 | 0 | 0 | 0 | 0 | 0 | 0 | 0 | 0 | 0 | 0 | 0 | 0 | 0 | 0 | 0 | 0 | 0 | 0 | 0 | 0 | 0 | 0 | 0 | 0 | 0 | 0 | 0 | 0 | 86 | 79 | 0 | 0 | 0
M | E | Net electricity generation Main activity electricity only - Geothermal | 18342 | 0 | 0 | 0 | 0 | 0 | 0 | 0 | 0 | 0 | 0 | 18079 | 0 | 0 | 0 | 0 | 0 | 0 | 0 | 7 | 0 | 256 | 0 | 0 | 0 | 0 | 0 | 0 | 1721 | 0 | 0 | 0 | 0 | 310
M | C | Net electricity generation Main activity CHP plants - Geothermal | 0 | 0 | 0 | 0 | 0 | 0 | 0 | 0 | 0 | 0 | 0 | 0 | 0 | 0 | 0 | 0 | 0 | 0 | 0 | 0 | 0 | 0 | 0 | 0 | 0 | 0 | 0 | 0 | 3888 | 0 | 0 | 0 | 0 | 0
A | E | Net electricity generation Autoproducer electricity only - Geothermal | 0 | 0 | 0 | 0 | 0 | 0 | 0 | 0 | 0 | 0 | 0 | 0 | 0 | 0 | 0 | 0 | 0 | 0 | 0 | 0 | 0 | 0 | 0 | 0 | 0 | 0 | 0 | 0 | 0 | 0 | 0 | 0 | 0 | 0
A | C | Net electricity generation Autoproducer CHP plants - Geothermal | 0 | 0 | 0 | 0 | 0 | 0 | 0 | 0 | 0 | 0 | 0 | 0 | 0 | 0 | 0 | 0 | 0 | 0 | 0 | 0 | 0 | 0 | 0 | 0 | 0 | 0 | 0 | 0 | 0 | 0 | 0 | 0 | 0 | 0
M | E | Net electricity generation Main activity electricity only - Solar | 4961 | 0 | 0 | 0 | 0 | 4615 | 0 | 0 | 4 | 112 | 7 | 112 | 0 | 0 | 0 | 0 | 0 | 0 | 7 | 76 | 0 | 11 | 0 | 0 | 0 | 11 | 7 | 0 | 0 | 0 | 0 | 0 | 0 | 0
A | E | Net electricity generation Autoproducer electricity only - Solar | 284 | 4 | 0 | 0 | 7 | 0 | 0 | 0 | 0 | 36 | 25 | 0 | 4 | 0 | 0 | 65 | 0 | 0 | 115 | 0 | 0 | 0 | 0 | 0 | 0 | 0 | 0 | 29 | 0 | 0 | 68 | 0 | 0 | 0
M | E | Net electricity generation Main activity electricity only - Tide, Wave and Ocean | 1901 | 0 | 0 | 0 | 0 | 0 | 0 | 0 | 0 | 0 | 1901 | 0 | 0 | 0 | 0 | 0 | 0 | 0 | 0 | 0 | 0 | 0 | 0 | 0 | 0 | 0 | 0 | 0 | 0 | 0 | 0 | 0 | 0 | 0
A | E | Net electricity generation Autoproducer electricity only - Tide, Wave and Ocean | 0 | 0 | 0 | 0 | 0 | 0 | 0 | 0 | 0 | 0 | 0 | 0 | 0 | 0 | 0 | 0 | 0 | 0 | 0 | 0 | 0 | 0 | 0 | 0 | 0 | 0 | 0 | 0 | 0 | 0 | 0 | 0 | 0 | 0
M | E | Net electricity generation Main activity electricity only - Wind | 241384 | 799 | 18 | 76 | 23810 | 98024 | 191 | 4003 | 4554 | 76007 | 3082 | 8406 | 0 | 169 | 7 | 187 | 36 | 0 | 6422 | 4792 | 486 | 6332 | 0 | 0 | 0 | 612 | 3370 | 0 | 0 | 1768 | 29 | 36 | 0 | 191
A | E | Net electricity generation Autoproducer electricity only - Wind | 11948 | 7 | 0 | 0 | 0 | 0 | 4 | 0 | 0 | 50 | 382 | 11 | 0 | 0 | 0 | 0 | 0 | 0 | 1019 | 0 | 0 | 0 | 0 | 0 | 22 | 0 | 0 | 10454 | 0 | 0 | 0 | 0 | 0 | 22
M | E | Net electricity generation Main activity electricity only - Combustible Fuels | 4012848 | 103748 | 48031 | 110556 | 47 | 972644 | 29063 | 79610 | 149198 | 521604 | 117007 | 530784 | 14767 | 0 | 0 | 9799 | 43391 | 7970 | 117112 | 51113 | 0 | 114016 | 52711 | 2254 | 2311 | 15682 | 562 | 918868 | 18 | 338 | 0 | 11992 | 17903 | 354488
M | C | Net electricity generation Main activity CHP plants - Combustible Fuels | 1581973 | 21298 | 12575 | 36983 | 89586 | 223286 | 2995 | 0 | 22975 | 0 | 38732 | 269863 | 0 | 3636 | 10339 | 396 | 27922 | 0 | 155844 | 13165 | 476302 | 3326 | 49842 | 14998 | 19328 | 63655 | 24926 | 0 | 0 | 410 | 490 | 6390 | 0 | 7495
A | E | Net electricity generation Autoproducer electricity only - Combustible Fuels | 167947 | 11 | 540 | 2311 | 7 | 58421 | 108 | 0 | 86 | 3798 | 25380 | 3352 | 0 | 4 | 0 | 0 | 7 | 0 | 7340 | 11581 | 0 | 2347 | 367 | 32 | 4 | 3298 | 828 | 48125 | 4 | 2426 | 756 | 0 | 0 | 38470
A | C | Net electricity generation Autoproducer CHP plants - Combustible Fuels | 625259 | 4550 | 4529 | 29794 | 10346 | 85288 | 371 | 2153 | 3751 | 116734 | 45472 | 59314 | 101 | 266 | 608 | 1210 | 1346 | 0 | 43528 | 13694 | 26698 | 17536 | 7218 | 1181 | 7895 | 30679 | 16456 | 94543 | 0 | 0 | 9677 | 1710 | 11 | 17363
A | E | Net electricity generation Autoproducer electricity only - Heat from Chemical Sources | 644 | 475 | 0 | 0 | 0 | 0 | 0 | 0 | 0 | 0 | 0 | 0 | 0 | 0 | 0 | 0 | 0 | 0 | 0 | 11 | 0 | 0 | 0 | 0 | 0 | 158 | 0 | 0 | 0 | 346 | 0 | 0 | 0 | 0
A | C | Net electricity generation Autoproducer CHP plants - Heat from Chemical Sources | 1674 | 403 | 0 | 4 | 0 | 0 | 0 | 0 | 0 | 0 | 0 | 0 | 0 | 0 | 706 | 0 | 0 | 0 | 0 | 0 | 0 | 0 | 0 | 0 | 0 | 562 | 0 | 0 | 0 | 0 | 0 | 0 | 0 | 0
M | E | Net electricity generation Main activity electricity only - Other Sources | 2142 | 0 | 0 | 0 | 0 | 0 | 0 | 0 | 0 | 0 | 0 | 1966 | 0 | 0 | 0 | 0 | 0 | 0 | 176 | 0 | 0 | 0 | 0 | 0 | 0 | 0 | 0 | 0 | 0 | 180 | 0 | 0 | 0 | 0
M | C | Net electricity generation Main activity CHP plants - Other Sources | 0 | 0 | 0 | 0 | 0 | 0 | 0 | 0 | 0 | 0 | 0 | 0 | 0 | 0 | 0 | 0 | 0 | 0 | 0 | 0 | 0 | 0 | 0 | 0 | 0 | 0 | 0 | 0 | 0 | 0 | 0 | 0 | 0 | 0
A | E | Net electricity generation Autoproducer electricity only - Other Sources | 2682 | 0 | 0 | 0 | 0 | 0 | 0 | 0 | 0 | 0 | 0 | 1915 | 0 | 0 | 0 | 0 | 0 | 0 | 767 | 0 | 0 | 0 | 0 | 0 | 0 | 0 | 0 | 0 | 0 | 0 | 0 | 0 | 0 | 0
A | C | Net electricity generation Autoproducer CHP plants - Other Sources | 16268 | 0 | 0 | 0 | 0 | 0 | 0 | 0 | 0 | 16196 | 0 | 0 | 0 | 0 | 0 | 0 | 0 | 0 | 0 | 0 | 0 | 0 | 0 | 0 | 72 | 0 | 0 | 0 | 0 | 0 | 0 | 0 | 0 | 0
G | G | Total net production | 11305469 | 300226 | 145012 | 274291 | 123887 | 2093612 | 32810 | 89248 | 200664 | 1015675 | 1981116 | 1046286 | 14872 | 15901 | 48902 | 14782 | 119588 | 7970 | 346216 | 228769 | 516964 | 161942 | 199814 | 50936 | 105448 | 244195 | 556603 | 1369739 | 30647 | 494546 | 208224 | 43182 | 23267 | 559688
G | G | Transformation output | 10428887 | 306695 | 142668 | 286308 | 106585 | 2035246 | 36464 | 85979 | 191315 | 899406 | 1865682 | 930229 | 15754 | 5519 | 50263 | 11459 | 127958 | 8064 | 352908 | 93733 | 550883 | 142852 | 141142 | 41962 | 96149 | 203692 | 304646 | 1395328 | 6001 | 3809 | 95522 | 21640 | 19631 | 440410
G | G | Transformation output - Conventional Thermal Power Stations | 6837170 | 135353 | 75517 | 197287 | 106585 | 1448248 | 36464 | 85979 | 191315 | 692266 | 240178 | 930229 | 15754 | 5519 | 13050 | 11459 | 78156 | 8064 | 338519 | 93733 | 550883 | 142852 | 121144 | 20779 | 32332 | 119916 | 44089 | 1101503 | 6001 | 3809 | 11495 | 21640 | 19631 | 440410
G | G | Transformation output - Main Activity Conventional Thermal Power Stations | 5973386 | 129312 | 69566 | 162835 | 96232 | 1289376 | 35932 | 83711 | 187405 | 548888 | 165078 | 861872 | 15653 | 5234 | 11707 | 10249 | 76676 | 8064 | 284332 | 68249 | 521636 | 122969 | 112806 | 19469 | 23886 | 83448 | 26266 | 952535 | 5998 | 965 | 515 | 19818 | 19609 | 381920
G | G | Transformation output - Autoproducer Conventional Thermal Power Stations | 863784 | 6041 | 5951 | 34452 | 10354 | 158872 | 533 | 2268 | 3910 | 143377 | 75100 | 68357 | 101 | 284 | 1343 | 1210 | 1480 | 0 | 54187 | 25484 | 29246 | 19883 | 8338 | 1310 | 8446 | 36468 | 17824 | 148968 | 4 | 2844 | 10980 | 1822 | 22 | 58489
G | G | Transformation output - Nuclear Power Stations | 3591716 | 171342 | 67151 | 89021 | 0 | 586998 | 0 | 0 | 0 | 207140 | 1625504 | 0 | 0 | 0 | 37213 | 0 | 49802 | 0 | 14389 | 0 | 0 | 0 | 19998 | 21182 | 63817 | 83776 | 260557 | 293825 | 0 | 0 | 84028 | 0 | 0 | 0
Special value:
|  | : | not available

## EL Cap ALL Autoprod
Infrastructure - electricity - annual data [nrg_113a]
| Last update |  | 2013-03-20 14:16
| Extracted on |  | 2013-04-25 11:52
| Source of data |  | Eurostat
| UNIT |  | Megawatt
| PRODUCT |  | Electrical capacity
| TIME |  | 2005
|  | Assumed fuel |  | CORRECTED | 1 | 2 | 3 | 4 | 5 | 6 | 7 | 8 | 9 | 10 | 11 | 12 | 13 | 14 | 15 | 16 | 17 | 18 | 19 | 20 | 21 | 22 | 23 | 24 | 25 | 26 | 27
| INDIC_NRG/GEO |  | European Union (27 countries) | European Union (27 countries) | Belgium | Bulgaria | Czech Republic | Denmark | Germany (until 1990 former territory of the FRG) | Estonia | Ireland | Greece | Spain | France | Italy | Cyprus | Latvia | Lithuania | Luxembourg | Hungary | Malta | Netherlands | Austria | Poland | Portugal | Romania | Slovenia | Slovakia | Finland | Sweden | United Kingdom | European Economic Area (EU-15 plus IS, LI, NO) | Iceland | Norway | Switzerland | Croatia | Former Yugoslav Republic of Macedonia, the | Turkey
M | Electrical capacity, main activity producers - Combustible Fuels |  | 389157 |  | 8223 | 6419 | 9321 | 9258 | 65818 | 2492 | 4987 | 9451 | 40799 | 20014 | 57409 | 1118 | 576 | 2433 | 384 | 6519 | 0 | 17239 | 5243 | 27762 | 5971 | 11350 | 1279 | 2565 | 8406 | 6093 | 58028 | 317460 | 116 | 137 | 39 | 1591 | 1013 | 22405
A | Electrical capacity, autoproducers - Combustible Fuels |  | 44175 | 50656 | 490 | 263 | 2135 | 636 | 10557 | 31 | 145 | 257 | 6481 | 6433 | 4523 | 6 | 27 | 37 | 106 | 135 | 0 | 2728 | 1213 | 2053 | 1306 | 604 | 78 | 525 | 2270 | 984 | 6633 | 38417 | 27 | 136 | 816 | 209 | 0 | 3496
M | Electrical capacity, main activity producers - Nuclear |  | 134994 |  | 5802 | 2722 | 3760 | 0 | 20378 | 0 | 0 | 0 | 7577 | 63260 | 0 | 0 | 0 | 1183 | 0 | 1866 | 0 | 449 | 0 | 0 | 0 | 707 | 656 | 2640 | 2671 | 9471 | 11852 | 121460 | 0 | 0 | 3220 | 0 | 0 | 0
A | Electrical capacity, autoproducers - Nuclear |  | 0 | 0 | 0 | 0 | 0 | 0 | 0 | 0 | 0 | 0 | 0 | 0 | 0 | 0 | 0 | 0 | 0 | 0 | 0 | 0 | 0 | 0 | 0 | 0 | 0 | 0 | 0 | 0 | 0 | 0 | 0 | 0 | 0 | 0 | 0 | 0
M | Electrical capacity, main activity producers - Hydro |  | 137253 |  | 1412 | 2848 | 2012 | 11 | 8277 | 5 | 526 | 3106 | 18220 | 24836 | 20794 | 0 | 1530 | 877 | 1132 | 49 | 0 | 37 | 11291 | 2320 | 5028 | 6266 | 875 | 2488 | 2840 | 16342 | 4131 | 145718 | 1159 | 27735 | 12833 | 2056 | 544 | 12343
A | Electrical capacity, autoproducers - Hydro |  | 1748 | 1748 | 0 | 0 | 155 | 0 | 64 | 0 | 0 | 0 | 0 | 268 | 199 | 0 | 6 | 0 | 2 | 0 | 0 | 0 | 540 | 1 | 6 | 23 | 104 | 24 | 195 | 3 | 158 | 2249 | 4 | 814 | 522 | 4 | 0 | 563
M | Electrical capacity, main activity producers - Pumped Hydro |  | 37886 |  | 1307 | 864 | 1147 | 0 | 4198 | 0 | 292 | 699 | 5412 | 7125 | 7103 | 0 | 0 | 760 | 1100 | 0 | 0 | 0 | 2189 | 1406 | 537 | 0 | 0 | 916 | 0 | 43 | 2788 | 34044 | 0 | 1251 | 1590 | 256 | 0 | 0
A | Electrical capacity, autoproducers - Pumped Hydro |  | 0 | 0 | 0 | 0 | 0 | 0 | 0 | 0 | 0 | 0 | 0 | 0 | 0 | 0 | 0 | 0 | 0 | 0 | 0 | 0 | 0 | 0 | 0 | 0 | 0 | 0 | 0 | 0 | 0 | 76 | 0 | 76 | 65 | 0 | 0 | 0
M | Electrical capacity, main activity producers - Geothermal |  | 688 |  | 0 | 0 | 0 | 0 | 1 | 0 | 0 | 0 | 0 | 0 | 671 | 0 | 0 | 0 | 0 | 0 | 0 | 0 | 2 | 0 | 14 | 0 | 0 | 0 | 0 | 0 | 0 | 688 | 232 | 0 | 0 | 0 | 0 | 15
A | Electrical capacity, autoproducers - Geothermal |  | 0 | 0 | 0 | 0 | 0 | 0 | 0 | 0 | 0 | 0 | 0 | 0 | 0 | 0 | 0 | 0 | 0 | 0 | 0 | 0 | 0 | 0 | 0 | 0 | 0 | 0 | 0 | 0 | 0 | 0 | 0 | 0 | 0 | 0 | 0 | 0
O | Net maximum capacity - Geothermal |  | 688 |  | 0 | 0 | 0 | 0 | 1 | 0 | 0 | 0 | 0 | 0 | 671 | 0 | 0 | 0 | 0 | 0 | : | 0 | 2 | 0 | 14 | 0 | 0 | 0 | 0 | 0 | 0 | 920 | 232 | 0 | 0 | 0 | 0 | 15
M | Electrical capacity, main activity producers - Wind |  | 38659 |  | 165 | 8 | 22 | 3127 | 18428 | 30 | 494 | 491 | 9918 | 669 | 1634 | 0 | 26 | 1 | 35 | 17 | 0 | 1056 | 778 | 121 | 1064 | 0 | 0 | 0 | 82 | 493 | 0 | 38699 | 0 | 265 | 12 | 6 | 0 | 18
A | Electrical capacity, autoproducers - Wind |  | 1796 | 1796 | 2 | 0 | 0 | 0 | 0 | 1 | 0 | 0 | 0 | 54 | 1 | 0 | 0 | 0 | 0 | 0 | 0 | 168 | 0 | 0 | 0 | 0 | 0 | 5 | 0 | 0 | 1565 | 1790 | 0 | 0 | 0 | 0 | 0 | 3
M | Electrical capacity, main activity producers - Other Sources |  | 254 |  | 0 | 0 | 0 | 0 | 0 | 0 | 118 | 0 | 0 | 0 | 116 | 0 | 0 | 0 | 0 | 0 | 0 | 20 | 0 | 0 | 0 | 0 | 0 | 0 | 0 | 0 | 0 | 267 | 0 | 13 | 0 | 0 | 0 | 0
A | Electrical capacity, autoproducers - Other Sources |  | 204 | 204 | 0 | 0 | 0 | 0 | 0 | 0 | 0 | 0 | 0 | 0 | 117 | 0 | 0 | 25 | 0 | 0 | 0 | 52 | 0 | 0 | 0 | 0 | 0 | 10 | 0 | 0 | 0 | 184 | 0 | 15 | 0 | 0 | 0 | 0
M | Electrical capacity, main activity producers - Steam |  | 174072 |  | 3484 | 6419 | 8937 | 6917 | 0 | 2483 | 2734 | 5999 | 0 | 0 | 29305 | 930 | 413 | 2429 | 8 | 4426 | 350 | 8986 | 3369 | 26994 | 3491 | 11338 | 936 | 2282 | 5193 | 4357 | 32292 | 106262 | 0 | 127 | 22 | 1222 | 0 | 7981
A | Electrical capacity, autoproducers - Steam | Solid,gas,oil | 13786 | 25688.5641 | 0 | 263 | 1756 | 266 | 5353.6436 | 22 | 34 | 105 | 3286.6311 | 3262.2894 | 2733 | 0 | 16 | 13 | 0 | 0 | 0 | 773 | 694 | 2004 | 586 | 508 | 67 | 488 | 2000 | 966 | 492 | 8732 | 0 | 83 | 456 | 173 | 0 | 1448
M | Electrical capacity, main activity producers - Gas Turbine |  | 14373 |  | 1313 | 0 | 0 | 470 | 0 | 0 | 735 | 456 | 0 | 0 | 3219 | 188 | 0 | 2 | 376 | 678 | 461 | 666 | 469 | 51 | 238 | 0 | 319 | 5 | 1727 | 1644 | 1356 | 12673 | 35 | 4 | 2 | 113 | 0 | 299
A | Electrical capacity, autoproducers - Gas Turbine | Gas | 2435 | 4537.3316 | 0 | 0 | 0 | 97 | 945.6058 | 0 | 69 | 67 | 580.5126 | 576.2132 | 734 | 0 | 1 | 21 | 28 | 0 | 0 | 527 | 36 | 34 | 181 | 0 | 2 | 12 | 120 | 18 | 488 | 2401 | 0 | 36 | 47 | 17 | 0 | 552
M | Electrical capacity, main activity producers - Combined Cycle |  | 70111 |  | 3044 | 0 | 370 | 1025 | 0 | 0 | 1481 | 2240 | 143.6855 | 0 | 24115 | 0 | 146 | 0 | 0 | 990 | 110 | 6889 | 1235 | 705 | 1774 | 0 | 0 | 246 | 1436 | 42 | 24263 | 67544 | 0 | 0 | 11 | 256 | 0 | 13080
A | Electrical capacity, autoproducers - Combined Cycle | Gas | 4902 | 9134.2914 | 320 | 0 | 364 | 60 | 1903.6386 | 0 | 0 | 66 | 1168.6541 | 1159.9987 | 722 | 0 | 0 | 3 | 0 | 135 | 0 | 450 | 442 | 0 | 0 | 0 | 0 | 8 | 150 | 0 | 2182 | 4392 | 0 | 0 | 235 | 6 | 0 | 999
M | Electrical capacity, main activity producers - Internal Combustion |  | 4746 |  | 382 | 0 | 14 | 846 | 0 | 9 | 27 | 756 | 0 | 0 | 770 | 0 | 17 | 2 | 0 | 425 | 0 | 698 | 170 | 12 | 468 | 12 | 24 | 14 | 50 | 50 | 0 | 4223 | 80 | 6 | 0 | 0 | 0 | 1014
A | Electrical capacity, autoproducers - Internal Combustion | Oil | 2615 | 4872.7401 | 51 | 0 | 15 | 209 | 1015.5069 | 9 | 37 | 19 | 623.4252 | 618.808 | 334 | 6 | 10 | 0 | 78 | 0 | 0 | 978 | 41 | 15 | 539 | 96 | 9 | 6 | 0 | 0 | 163 | 2466 | 27 | 17 | 0 | 13 | 0 | 489
O | Net maximum capacity - Hydro <1 MW |  | 2830 |  | 8 | 25 | 123 | 7 | 641 | 5 | 18 | 26 | 252 | 431 | 409 | 0 | 24 | 19 | 2 | 3 | : | 0 | 324 | 72 | 28 | 63 | 107 | 16 | 31 | 140 | 56 | 2432 | 10 | 49 | 0 | 1 | 3 | 15
O | Net maximum capacity - Hydro >= 1 MW and <= 10 MW |  | 9376 |  | 42 | 200 | 144 | 4 | 1073 | 0 | 20 | 63 | 1521 | 1599 | 1944 | 0 | 1 | 8 | 32 | 9 | : | 0 | 671 | 174 | 323 | 262 | 36 | 46 | 280 | 765 | 159 | 9485 | 46 | 943 | 0 | 32 | 27 | 160
O | Net maximum capacity - Hydro 10 MW and over |  | 88974 |  | 55 | 1759 | 753 | 0 | 2429 | 0 | 196 | 2318 | 11100 | 15949 | 11537 | 0 | 1511 | 90 | 0 | 37 | : | 37 | 8647 | 669 | 4146 | 5964 | 836 | 1534 | 2724 | 15397 | 1286 | 103158 | 1107 | 26230 | 11700 | 1771 | 514 | 12731
M | Electrical capacity, main activity producers - Solar |  | 1651 |  | 0 | 0 | 1 | 0 | 1508 | 0 | 0 | 1 | 60 | 3 | 34 | 1 | 0 | 0 | 0 | 0 | 0 | 3 | 30 | 0 | 2 | 0 | 0 | 0 | 4 | 4 | 0 | 1649 | 0 | 0 | 0 | 0 | 0 | 0
A | Electrical capacity, autoproducers - Solar |  | 98 | 88 | 2 | 0 | 0 | 3 | 0 | 0 | 0 | 0 | 0 | 0 | 0 | 0 | 0 | 0 | 24 | 0 | 0 | 48 | 0 | 0 | 0 | 0 | 0 | 0 | 0 | 0 | 11 | 105 | 0 | 7 | 26 | 0 | 0 | 0
O | Net maximum capacity - Solar Photovoltaic |  | 1748 |  | 2 | 0 | 1 | 3 | 1508 | 0 | 0 | 1 | 60 | 13 | 34 | 0 | 0 | 0 | 24 | 0 | : | 51 | 30 | 0 | 2 | 0 | 0 | 0 | 4 | 4 | 11 | 1754 | 0 | 7 | 26 | 0 | 0 | 0
O | Net maximum capacity - Solar Thermal Electric |  | 0 |  | 0 | 0 | 0 | 0 | 0 | 0 | 0 | 0 | 0 | 0 | 0 | 0 | 0 | 0 | 0 | 0 | : | 0 | 0 | 0 | 0 | 0 | 0 | 0 | 0 | 0 | 0 | 0 | 0 | 0 | 0 | 0 | 0 | 0
O | Net maximum capacity - Municipal Wastes |  | 4464 |  | 139 | 0 | 3 | 306 | 1256 | 0 | 0 | 0 | 189 | 678 | 465 | 0 | 0 | 0 | 8 | 24 | : | 429 | 364 | 0 | 77 | 0 | 0 | 6 | 0 | 291 | 229 | 4457 | 0 | 26 | 302 | 0 | 0 | 0
O | Net maximum capacity - Wood/Wood Wastes/Other Solid Wastes |  | 9470 |  | 294 | 0 | 102 | 584 | 1008 | 10 | 2 | 0 | 354 | 231 | 358 | 0 | 3 | 2 | 0 | 337 | : | 343 | 766 | 25 | 273 | 0 | 13 | 44 | 1720 | 2526 | 475 | 9013 | 0 | 79 | 0 | 0 | 0 | 72
O | Net maximum capacity - Industrial Wastes (non-renewable) |  | 217 |  | 17 | 7 | 0 | 0 | 4 | 0 | 0 | 24 | 0 | 0 | 34 | 0 | 0 | 0 | 0 | 2 | : | 0 | 0 | 3 | 4 | 0 | 2 | 0 | 0 | 120 | 0 | 208 | 0 | 5 | 0 | 0 | 0 | 27
M | Electrical capacity, main activity producers - Tide, wave and ocean |  | 240 |  | 0 | 0 | 0 | 0 | 0 | 0 | 0 | 0 | 0 | 240 | 0 | 0 | 0 | 0 | 0 | 0 | 0 | 0 | 0 | 0 | 0 | 0 | 0 | 0 | 0 | 0 | 0 | 240 | 0 | 0 | 0 | 0 | 0 | 0
A | Electrical capacity, autoproducers - Tide, wave and ocean |  | 1 | 1 | 0 | 0 | 0 | 0 | 0 | 0 | 0 | 0 | 0 | 0 | 0 | 0 | 0 | 0 | 0 | 0 | 0 | 0 | 0 | 0 | 0 | 0 | 0 | 0 | 0 | 0 | 1 | 1 | 0 | 0 | 0 | 0 | 0 | 0
O | Net maximum capacity - Tide, Wave, Ocean |  | 241 |  | 0 | 0 | 0 | 0 | 0 | 0 | 0 | 0 | 0 | 240 | 0 | 0 | 0 | 0 | 0 | 0 | : | 0 | 0 | 0 | 0 | 0 | 0 | 0 | 0 | 0 | 1 | 241 | 0 | 0 | 0 | 0 | 0 | 0
O | Net maximum capacity - Landfill Gas |  | 1608 |  | 36 | 0 | 17 | 9 | 250 | 2 | 18 | 14 | 117 | 74 | 237 | 0 | 6 | 0 | 0 | 0 | : | 31 | 10 | 23 | 0 | 0 | 4 | 0 | 0 | 0 | 760 | 1557 | 1 | 0 | 7 | 2 | 0 | 4
O | Net maximum capacity - Sewage Sludge Gas |  | 487 |  | 2 | 0 | 17 | 10 | 159 | 0 | 0 | 10 | 30 | 14 | 5 | 0 | 1 | 2 | 2 | 3 | : | 23 | 20 | 7 | 0 | 0 | 1 | 1 | 0 | 42 | 138 | 455 | 0 | 0 | 27 | 0 | 0 | 0
O | Net maximum capacity - Other Biogas |  | 807 |  | 18 | 0 | 2 | 46 | 665 | 0 | 0 | 0 | 5 | 0 | 42 | 0 | 0 | 1 | 3 | 3 | : | 13 | 0 | 0 | 8 | 0 | 0 | 1 | 0 | 0 | 0 | 800 | 0 | 0 | 0 | 0 | 0 | 5
O | Net maximum capacity - Liquid Biofuels |  | 780 |  | 95 | 0 | 0 | 0 | 162 | 0 | 0 | 0 | 0 | 0 | 0 | 0 | 0 | 0 | 0 | 0 | : | 499 | 24 | 0 | 0 | 0 | 0 | 0 | 0 | 0 | 0 | 780 | 0 | 0 | 0 | 0 | 0 | 0
M | Electrical capacity, main activity producers - Other Type of Generation |  | 145 |  | 0 | 0 | 0 | 0 | 0 | 0 | 10 | 0 | 0 | 0 | 0 | 0 | 0 | 0 | 0 | 0 | 0 | 0 | 0 | 0 | 0 | 0 | 0 | 18 | 0 | 0 | 117 | 127 | 0 | 0 | 4 | 0 | 1013 | 31
A | Electrical capacity, autoproducers - Other Type of Generation | Solid,gas,oil | 3447 | 6423.0727 | 119 | 0 | 0 | 4 | 1338.6051 | 0 | 5 | 0 | 821.777 | 815.6907 | 0 | 0 | 0 | 0 | 0 | 0 | 0 | 0 | 0 | 0 | 0 | 0 | 0 | 11 | 0 | 0 | 3308 | 3436 | 0 | 0 | 78 | 0 | 0 | 8
1.625
| TOTAL |  | 48022 | 54493 | 494 | 263 | 2290 | 639 | 10621 | 32 | 145 | 257 | 6481 | 6755 | 4840 | 6 | 33 | 62 | 132 | 135 | 0 | 2996 | 1753 | 2054 | 1312 | 627 | 182 | 564 | 2465 | 987 | 8368 | 42822 | 31 | 1048 | 1429 | 213 | 0 | 4062
| Combustible Fuels |  | 27185 | 50656 | 490 | 263 | 2135 | 636 | 10557 | 31 | 145 | 257 | 6481 | 6433 | 4523 | 6 | 27 | 37 | 106 | 135 | 0 | 2728 | 1213 | 2053 | 1306 | 604 | 78 | 525 | 2270 | 984 | 6633 | 21427 | 27 | 136 | 816 | 209 | 0 | 3496
| CHECK |  | 16990 | 0 | 0 | 0 | 0 | 0 | 0 | 0 | 0 | 0 | 0 | 0 | 0 | 0 | 0 | 0 | 0 | 0 | 0 | 0 | 0 | 0 | 0 | 0 | 0 | 0 | 0 | 0 | 0 | 16990 | 0 | 0 | 0 | 0 | 0 | 0
[9 empty] | Germany Main and Autoproducer CHP |  |  |  | Spain |  |  |  | France Main and Autoproducer CHP
[9 empty] | 1 : Completely CHP –units rdmt>= 75%) | Maximum capacity |  |  | 1 : Completely CHP –units rdmt>= 75%) | Maximum capacity |  |  | 1 : Completely CHP –units rdmt>= 75%) | Maximum capacity
[10 empty] | Electrical |  |  |  | Electrical |  |  |  | Electrical
[9 empty] | Type of cycle | CHP |  |  | Type of cycle | CHP |  |  | Type of cycle | CHP
[10 empty] | MW |  |  |  | MW |  |  |  | MW
[9 empty] | Combined cycle | 2719 |  |  | Combined cycle | 29.5 | 768.0511 |  | Combined cycle
[9 empty] | Steam : backpressure turbine | 19056 |  |  | Steam : backpressure turbine | 551.692 | 672.0183 |  | Steam : backpressure turbine | 1727.821 | 1833.406
[9 empty] | Steam: condensing turbine |  |  |  | Steam: condensing turbine |  | 126.7585 |  | Steam: condensing turbine | 120.675 | 349.6668
[9 empty] | Gas turbine with heat recovery | 2066 |  |  | Gas turbine with heat recovery | 375.583 | 719.8115 |  | Gas turbine with heat recovery | 2028.412 | 2801.3459
[9 empty] | Internal combustion engine | 729 |  |  | Internal combustion engine | 150.221 | 1037.0801 |  | Internal combustion engine | 655.716 | 1512.0294
[9 empty] | Others | 1875 |  |  | Others |  | 0 |  | Others |  | 0
[9 empty] | Sub-Total | 26445 |  |  | Sub-Total | 1106.996 | 3323.7195 |  | Sub-Total | 4532.624 | 6496.4481
[9 empty] | 2 : Units with a non-CHP component (rdmt < 75%) | Maximum capacity |  |  | 2 : Units with a non-CHP component (rdmt < 75%) | Maximum capacity |  |  | 2 : Units with a non-CHP component (rdmt < 75%) | Maximum capacity
[10 empty] | Electrical |  |  |  | Electrical |  |  |  | Electrical
[9 empty] | Type of cycle | CHP |  |  | Type of cycle | CHP |  |  | Type of cycle | CHP
[10 empty] | MW |  |  |  | MW |  |  |  | MW
[9 empty] | Combined cycle |  |  |  | Combined cycle* | 738.5511 |  |  | Combined cycle
[9 empty] | Steam : backpressure turbine |  |  |  | Steam : backpressure turbine | 120.3263 |  |  | Steam : backpressure turbine | 105.585
[9 empty] | Steam: condensing turbine |  |  |  | Steam: condensing turbine | 126.7585 |  |  | Steam: condensing turbine | 228.9918
[9 empty] | Gas turbine with heat recovery |  |  |  | Gas turbine with heat recovery | 344.2285 |  |  | Gas turbine with heat recovery | 772.9339
[9 empty] | Internal combustion engine |  |  |  | Internal combustion engine | 886.8591 |  |  | Internal combustion engine | 856.3134
[9 empty] | Others |  |  |  | Others |  |  |  | Others
[9 empty] | Sub-Total | 0 |  |  | Sub-Total | 2216.7235 |  |  | Sub-Total | 1963.8241
[9 empty] | TOTAL (1+2) | 26445 |  |  | TOTAL (1+2) | 3323.7195 |  |  | TOTAL (1+2) | 6496.4481
[5 empty] | Belgium | Bulgaria | Czech Republic | Denmark | Germany (until 1990 former territory of the FRG) | Estonia | Ireland | Greece | Spain | France | Italy | Cyprus | Latvia | Lithuania | Luxembourg | Hungary | Malta | Netherlands | Austria | Poland | Portugal | Romania | Slovenia | Slovakia | Finland | Sweden | United Kingdom | European Economic Area (EU-15 plus IS, LI, NO) | Iceland | Norway | Switzerland | Croatia | Former Yugoslav Republic of Macedonia, the | Turkey
|  |  |  | Total Capacity | 0.494 | 0.263 | 2.29 | 0.639 | 10.621 | 0.032 | 0.145 | 0.257 | 6.481 | 6.755 | 4.84 | 0.006 | 0.033 | 0.062 | 0.132 | 0.135 | 0 | 2.996 | 1.753 | 2.054 | 1.312 | 0.627 | 0.182 | 0.564 | 2.465 | 0.987 | 8.368 | 42.822 | 0.031 | 1.048 | 1.429 | 0.213 | 0 | 4.062
|  |  |  | Combustible Fuels | 0.49 | 0.263 | 2.135 | 0.636 | 10.557 | 0.031 | 0.145 | 0.257 | 6.481 | 6.433 | 4.523 | 0.006 | 0.027 | 0.037 | 0.106 | 0.135 | 0 | 2.728 | 1.213 | 2.053 | 1.306 | 0.604 | 0.078 | 0.525 | 2.27 | 0.984 | 6.633 | 21.427 | 0.027 | 0.136 | 0.816 | 0.209 | 0 | 3.496
|  |  |  | Solar | 0.002 | 0 | 0 | 0.003 | 0 | 0 | 0 | 0 | 0 | 0 | 0 | 0 | 0 | 0 | 0.024 | 0 | 0 | 0.048 | 0 | 0 | 0 | 0 | 0 | 0 | 0 | 0 | 0.011 | 0.105 | 0 | 0.007 | 0.026 | 0 | 0 | 0
|  |  |  | Wind | 0.002 | 0 | 0 | 0 | 0 | 0.001 | 0 | 0 | 0 | 0.054 | 0.001 | 0 | 0 | 0 | 0 | 0 | 0 | 0.168 | 0 | 0 | 0 | 0 | 0 | 0.005 | 0 | 0 | 1.565 | 1.79 | 0 | 0 | 0 | 0 | 0 | 0.003
|  |  |  | Hydro | 0 | 0 | 0.155 | 0 | 0.064 | 0 | 0 | 0 | 0 | 0.268 | 0.199 | 0 | 0.006 | 0 | 0.002 | 0 | 0 | 0 | 0.54 | 0.001 | 0.006 | 0.023 | 0.104 | 0.024 | 0.195 | 0.003 | 0.158 | 2.249 | 0.004 | 0.814 | 0.522 | 0.004 | 0 | 0.563
[5 empty] | AT | BE | BG | CY | CZ | DE | DK | EE | ES | FI | FR | GR | HU | IE | IT | LT | LU | LV | MT | NL | PL | PT | RO | SE | SI | SK | UK | CH | IS | NO
|  |  |  | Total Capacity | 1.753 | 0.494 | 0.263 | 0.006 | 2.29 | 10.621 | 0.639 | 0.032 | 6.481 | 2.465 | 6.755 | 0.257 | 0.135 | 0.145 | 4.84 | 0.062 | 0.132 | 0.033 | 0 | 2.996 | 2.054 | 1.312 | 0.627 | 0.987 | 0.182 | 0.564 | 8.368 | 1.429 | 0.031 | 1.048
|  |  |  | Combustible Fuels | 1.213 | 0.49 | 0.263 | 0.006 | 2.135 | 10.557 | 0.636 | 0.031 | 6.481 | 2.27 | 6.433 | 0.257 | 0.135 | 0.145 | 4.523 | 0.037 | 0.106 | 0.027 | 0 | 2.728 | 2.053 | 1.306 | 0.604 | 0.984 | 0.078 | 0.525 | 6.633 | 0.816 | 0.027 | 0.136
|  |  |  | Solar | 0 | 0.002 | 0 | 0 | 0 | 0 | 0.003 | 0 | 0 | 0 | 0 | 0 | 0 | 0 | 0 | 0 | 0.024 | 0 | 0 | 0.048 | 0 | 0 | 0 | 0 | 0 | 0 | 0.011 | 0.026 | 0 | 0.007
|  |  |  | Wind | 0 | 0.002 | 0 | 0 | 0 | 0 | 0 | 0.001 | 0 | 0 | 0.054 | 0 | 0 | 0 | 0.001 | 0 | 0 | 0 | 0 | 0.168 | 0 | 0 | 0 | 0 | 0 | 0.005 | 1.565 | 0 | 0 | 0
|  |  |  | Hydro | 0.54 | 0 | 0 | 0 | 0.155 | 0.064 | 0 | 0 | 0 | 0.195 | 0.268 | 0 | 0 | 0 | 0.199 | 0 | 0.002 | 0.006 | 0 | 0 | 0.001 | 0.006 | 0.023 | 0.003 | 0.104 | 0.024 | 0.158 | 0.522 | 0.004 | 0.814
Note on N13: UBIETO UDINA Ernesto (JRC-PETTEN): This number was added in line with other Eurostat data
Note on J28: NIJS Wouter (JRC-PETTEN): Not directly from Eurostat; based on own assumptions
Note on N28: NIJS Wouter (JRC-PETTEN): Not directly from Eurostat; based on own assumptions
Note on N30: NIJS Wouter (JRC-PETTEN): Not directly from Eurostat; based on own assumptions
Note on N32: NIJS Wouter (JRC-PETTEN): Not directly from Eurostat; based on own assumptions
Note on N34: NIJS Wouter (JRC-PETTEN): Not directly from Eurostat; based on own assumptions
Note on N53: NIJS Wouter (JRC-PETTEN): Not directly from Eurostat; based on own assumptions
Note on D58: wouter: Basically by Germany and France that do not give disaggregated data for combustibles.

## Solid Fuels Input
[5 empty] | 37 | 54 | 71 | 88 | 105 | 122 | 139 | 156 | 173 | 190 | 207 | 224 | 241 | 258 | 275 | 292 | 309 | 326 | 343 | 360 | 377 | 394 | 411 | 428 | 445 | 462 | 479 | 496 | 513 | 530 | 547 | 564 | 581 | 598 | 615
[5 empty] | Belgium | Bulgaria | Czech Republic | Denmark | Germany (until 1990 former territory of the FRG) | Estonia | Ireland | Greece | Spain | France | Italy | Cyprus | Latvia | Lithuania | Luxembourg | Hungary | Netherlands | Austria | Poland | Portugal | Romania | Slovenia | Slovakia | Finland | Sweden | United Kingdom | Iceland | Norway | Switzerland | Croatia | Former Yugoslav Republic of Macedonia, the | Turkey
[5 empty] | 1.817 | 4.711 | 0 | 0.133 | 15.505 | 0 | 0.278 | 0 | 1.937 | 18.356 | 2.765 | 0 | 0 | 0 | 0 | 0 | 0 | 1.065 | 65.294 | 0 | 0 | 0.326 | 5.449 | 0.459 | 0.107 | 5.431 | 0 | 0 | 0 | 0 | 0 | 0.83
[5 empty] | 0 | 0 | 0 | 0 | 89.478 | 0 | 0 | 0 | 0 | 6.812 | 1.489 | 0 | 0 | 0 | 0 | 0 | 0 | 0.207 | 0 | 0 | 0 | 0 | 0 | 0 | 0 | 31.853 | 0 | 0 | 0 | 0 | 0 | 16.92
[5 empty] | AT | BE | BG | CY | CZ | DE | DK | EE | ES | FI | FR | GR | HU | IE | IT | LT | LU | LV | MT | NL | PL | PT | RO | SE | SI | SK | UK | CH | IS | NO
[5 empty] | 1.065 | 1.817 | 4.711 | 0 | 0 | 15.505 | 0.133 | 0 | 1.937 | 0.459 | 18.356 | 0 | 0 | 0.278 | 2.765 | 0 | 0 | 0 |  | 0 | 65.294 | 0 | 0 | 0.107 | 0.326 | 5.449 | 5.431
[5 empty] | 0.207 | 0 | 0 | 0 | 0 | 89.478 | 0 | 0 | 0 | 0 | 6.812 | 0 | 0 | 0 | 1.489 | 0 | 0 | 0 |  | 0 | 0 | 0 | 0 | 0 | 0 | 0 | 31.853
Supply, transformation, consumption - solid fuels - annual data [nrg_101a]
Last update | 2013-03-20 14:12
Extracted on | 2013-04-23 15:18
Source of data | Eurostat
UNIT | Terajoule
GEO | European Union (27 countries)
TIME | 2005
INDIC_NRG/PRODUCT | Solid fuels | Hard coal and derivatives | Hard coal | Patent Fuels | AT: Anthracite; BE: Coking Coal; BG: Other Bituminous Coal; CY: Sub-bituminous Coal; CZ: Coke; DE: Coke Oven Coke; DK: Gas Coke; EE: Coal Tar; ES: Lignite and Derivatives; FI: Lignite/Brown Coal; FR: BKB/PB; GR: Peat
Transformation input - Conventional Thermal Power Stations | 9553768 | 5829723 | 5826858 | 0 | AT: 170830; BE: 349666; BG: 5237301; CY: 69060; CZ: 0; DE: 0; DK: 0; EE: 2865; ES: 3724045; FI: 3599242; FR: 40600; GR: 84203
Transformation input in Main Activity Producer Conventional Power Stations | 9208749 | 5575648 | 5573386 | 0 | AT: 166285; BE: 312301; BG: 5026065; CY: 68734; CZ: 0; DE: 0; DK: 0; EE: 2262; ES: 3633102; FI: 3515041; FR: 37240; GR: 80821
Transformation input in Main Activity Producer Electricity Plants | 6597728 | 4009866 | 4009866 | 0 | AT: 162410; BE: 249853; BG: 3548638; CY: 48965; CZ: 0; DE: 0; DK: 0; EE: 0; ES: 2587863; FI: 2543602; FR: 11780; GR: 32481
Transformation input in Main Activity Producer CHP Plants | 2611021 | 1565782 | 1563520 | 0 | AT: 3875; BE: 62449; BG: 1477428; CY: 19769; CZ: 0; DE: 0; DK: 0; EE: 2262; ES: 1045239; FI: 971439; FR: 25460; GR: 48341
Transformation input in Autoproducer Conventional Power Stations | 345019 | 254075 | 253472 | 0 | AT: 4546; BE: 37364; BG: 211236; CY: 326; CZ: 0; DE: 0; DK: 0; EE: 603; ES: 90944; FI: 84202; FR: 3360; GR: 3382
Transformation input in Autoproducer Electricity Plants | 158122 | 129877 | 129839 | 0 | AT: 4546; BE: 26161; BG: 99133; CY: 0; CZ: 0; DE: 0; DK: 0; EE: 38; ES: 28245; FI: 26775; FR: 1460; GR: 10
Transformation input in Autoproducer CHP Plants | 186897 | 124198 | 123633 | 0 | AT: 0; BE: 11204; BG: 112103; CY: 326; CZ: 0; DE: 0; DK: 0; EE: 566; ES: 62699; FI: 57427; FR: 1900; GR: 3372
Transformation input - District heating plants | 164517 | 147508 | 147023 | 0 | AT: 0; BE: 2389; BG: 142800; CY: 1835; CZ: 485; DE: 485; DK: 0; EE: 0; ES: 17009; FI: 6276; FR: 820; GR: 9914
Special value:
: | not available
UNIT | Terajoule
GEO | Belgium
TIME | 2005
Belgium
INDIC_NRG/PRODUCT | Solid fuels | Hard coal and derivatives | Hard coal | Patent Fuels | AT: Anthracite; BE: Coking Coal; BG: Other Bituminous Coal; CY: Sub-bituminous Coal; CZ: Coke; DE: Coke Oven Coke; DK: Gas Coke; EE: Coal Tar; ES: Lignite and Derivatives; FI: Lignite/Brown Coal; FR: BKB/PB; GR: Peat; IE: 1.817
Transformation input - Conventional Thermal Power Stations | 76778 | 76778 | 76778 | 0 | AT: 0; BE: 0; BG: 76778; CY: 0; CZ: 0; DE: 0; DK: 0; EE: 0; ES: 0; FI: 0; FR: 0; GR: 0; IE: 0
Transformation input in Main Activity Producer Conventional Power Stations | 74961 | 74961 | 74961 | 0 | AT: 0; BE: 0; BG: 74961; CY: 0; CZ: 0; DE: 0; DK: 0; EE: 0; ES: 0; FI: 0; FR: 0; GR: 0
Transformation input in Main Activity Producer Electricity Plants | 74961 | 74961 | 74961 | 0 | AT: 0; BE: 0; BG: 74961; CY: 0; CZ: 0; DE: 0; DK: 0; EE: 0; ES: 0; FI: 0; FR: 0; GR: 0
Transformation input in Main Activity Producer CHP Plants | 0 | 0 | 0 | 0 | AT: 0; BE: 0; BG: 0; CY: 0; CZ: 0; DE: 0; DK: 0; EE: 0; ES: 0; FI: 0; FR: 0; GR: 0
Transformation input in Autoproducer Conventional Power Stations | 1817 | 1817 | 1817 | 0 | AT: 0; BE: 0; BG: 1817; CY: 0; CZ: 0; DE: 0; DK: 0; EE: 0; ES: 0; FI: 0; FR: 0; GR: 0
Transformation input in Autoproducer Electricity Plants | 0 | 0 | 0 | 0 | AT: 0; BE: 0; BG: 0; CY: 0; CZ: 0; DE: 0; DK: 0; EE: 0; ES: 0; FI: 0; FR: 0; GR: 0
Transformation input in Autoproducer CHP Plants | 1817 | 1817 | 1817 | 0 | AT: 0; BE: 0; BG: 1817; CY: 0; CZ: 0; DE: 0; DK: 0; EE: 0; ES: 0; FI: 0; FR: 0; GR: 0
Transformation input - District heating plants | 0 | 0 | 0 | 0 | AT: 0; BE: 0; BG: 0; CY: 0; CZ: 0; DE: 0; DK: 0; EE: 0; ES: 0; FI: 0; FR: 0; GR: 0
Special value:
: | not available
UNIT | Terajoule
GEO | Bulgaria
TIME | 2005
Bulgaria
INDIC_NRG/PRODUCT | Solid fuels | Hard coal and derivatives | Hard coal | Patent Fuels | AT: Anthracite; BE: Coking Coal; BG: Other Bituminous Coal; CY: Sub-bituminous Coal; CZ: Coke; DE: Coke Oven Coke; DK: Gas Coke; EE: Coal Tar; ES: Lignite and Derivatives; FI: Lignite/Brown Coal; FR: BKB/PB; GR: Peat; IE: 4.711
Transformation input - Conventional Thermal Power Stations | 243528 | 63934 | 63594 | 0 | AT: 29053; BE: 0; BG: 34542; CY: 0; CZ: 0; DE: 0; DK: 0; EE: 339; ES: 179594; FI: 154974; FR: 24620; GR: 0; IE: 0
Transformation input in Main Activity Producer Conventional Power Stations | 238477 | 58883 | 58883 | 0 | AT: 29053; BE: 0; BG: 29831; CY: 0; CZ: 0; DE: 0; DK: 0; EE: 0; ES: 179594; FI: 154974; FR: 24620; GR: 0
Transformation input in Main Activity Producer Electricity Plants | 176487 | 31749 | 31749 | 0 | AT: 29053; BE: 0; BG: 2696; CY: 0; CZ: 0; DE: 0; DK: 0; EE: 0; ES: 144738; FI: 137478; FR: 7260; GR: 0
Transformation input in Main Activity Producer CHP Plants | 61991 | 27135 | 27135 | 0 | AT: 0; BE: 0; BG: 27135; CY: 0; CZ: 0; DE: 0; DK: 0; EE: 0; ES: 34856; FI: 17496; FR: 17360; GR: 0
Transformation input in Autoproducer Conventional Power Stations | 5050 | 5050 | 4711 | 0 | AT: 0; BE: 0; BG: 4711; CY: 0; CZ: 0; DE: 0; DK: 0; EE: 339; ES: 0; FI: 0; FR: 0; GR: 0
Transformation input in Autoproducer Electricity Plants | 0 | 0 | 0 | 0 | AT: 0; BE: 0; BG: 0; CY: 0; CZ: 0; DE: 0; DK: 0; EE: 0; ES: 0; FI: 0; FR: 0; GR: 0
Transformation input in Autoproducer CHP Plants | 5050 | 5050 | 4711 | 0 | AT: 0; BE: 0; BG: 4711; CY: 0; CZ: 0; DE: 0; DK: 0; EE: 339; ES: 0; FI: 0; FR: 0; GR: 0
Transformation input - District heating plants | 0 | 0 | 0 | 0 | AT: 0; BE: 0; BG: 0; CY: 0; CZ: 0; DE: 0; DK: 0; EE: 0; ES: 0; FI: 0; FR: 0; GR: 0
Special value:
: | not available
UNIT | Terajoule
GEO | Czech Republic
TIME | 2005
Czech Republic
INDIC_NRG/PRODUCT | Solid fuels | Hard coal and derivatives | Hard coal | Patent Fuels | AT: Anthracite; BE: Coking Coal; BG: Other Bituminous Coal; CY: Sub-bituminous Coal; CZ: Coke; DE: Coke Oven Coke; DK: Gas Coke; EE: Coal Tar; ES: Lignite and Derivatives; FI: Lignite/Brown Coal; FR: BKB/PB; GR: Peat; IE: 0
Transformation input - Conventional Thermal Power Stations | 587204 | 74389 | 71901 | 0 | AT: 0; BE: 0; BG: 71901; CY: 0; CZ: 0; DE: 0; DK: 0; EE: 2488; ES: 512815; FI: 512815; FR: 0; GR: 0; IE: 0
Transformation input in Main Activity Producer Conventional Power Stations | 541464 | 74163 | 71901 | 0 | AT: 0; BE: 0; BG: 71901; CY: 0; CZ: 0; DE: 0; DK: 0; EE: 2262; ES: 467301; FI: 467301; FR: 0; GR: 0
Transformation input in Main Activity Producer Electricity Plants | 354450 | 24393 | 24393 | 0 | AT: 0; BE: 0; BG: 24393; CY: 0; CZ: 0; DE: 0; DK: 0; EE: 0; ES: 330058; FI: 330058; FR: 0; GR: 0
Transformation input in Main Activity Producer CHP Plants | 187013 | 49770 | 47508 | 0 | AT: 0; BE: 0; BG: 47508; CY: 0; CZ: 0; DE: 0; DK: 0; EE: 2262; ES: 137243; FI: 137243; FR: 0; GR: 0
Transformation input in Autoproducer Conventional Power Stations | 45740 | 226 | 0 | 0 | AT: 0; BE: 0; BG: 0; CY: 0; CZ: 0; DE: 0; DK: 0; EE: 226; ES: 45514; FI: 45514; FR: 0; GR: 0
Transformation input in Autoproducer Electricity Plants | 6723 | 0 | 0 | 0 | AT: 0; BE: 0; BG: 0; CY: 0; CZ: 0; DE: 0; DK: 0; EE: 0; ES: 6723; FI: 6723; FR: 0; GR: 0
Transformation input in Autoproducer CHP Plants | 39018 | 226 | 0 | 0 | AT: 0; BE: 0; BG: 0; CY: 0; CZ: 0; DE: 0; DK: 0; EE: 226; ES: 38791; FI: 38791; FR: 0; GR: 0
Transformation input - District heating plants | 6172 | 1463 | 1406 | 0 | AT: 0; BE: 0; BG: 1406; CY: 0; CZ: 57; DE: 57; DK: 0; EE: 0; ES: 4709; FI: 4709; FR: 0; GR: 0
Special value:
: | not available
UNIT | Terajoule
GEO | Denmark
TIME | 2005
Denmark
INDIC_NRG/PRODUCT | Solid fuels | Hard coal and derivatives | Hard coal | Patent Fuels | AT: Anthracite; BE: Coking Coal; BG: Other Bituminous Coal; CY: Sub-bituminous Coal; CZ: Coke; DE: Coke Oven Coke; DK: Gas Coke; EE: Coal Tar; ES: Lignite and Derivatives; FI: Lignite/Brown Coal; FR: BKB/PB; GR: Peat; IE: 0.133
Transformation input - Conventional Thermal Power Stations | 144200 | 144200 | 144200 | 0 | AT: 0; BE: 0; BG: 144200; CY: 0; CZ: 0; DE: 0; DK: 0; EE: 0; ES: 0; FI: 0; FR: 0; GR: 0; IE: 0
Transformation input in Main Activity Producer Conventional Power Stations | 144067 | 144067 | 144067 | 0 | AT: 0; BE: 0; BG: 144067; CY: 0; CZ: 0; DE: 0; DK: 0; EE: 0; ES: 0; FI: 0; FR: 0; GR: 0
Transformation input in Main Activity Producer Electricity Plants | 0 | 0 | 0 | 0 | AT: 0; BE: 0; BG: 0; CY: 0; CZ: 0; DE: 0; DK: 0; EE: 0; ES: 0; FI: 0; FR: 0; GR: 0
Transformation input in Main Activity Producer CHP Plants | 144067 | 144067 | 144067 | 0 | AT: 0; BE: 0; BG: 144067; CY: 0; CZ: 0; DE: 0; DK: 0; EE: 0; ES: 0; FI: 0; FR: 0; GR: 0
Transformation input in Autoproducer Conventional Power Stations | 133 | 133 | 133 | 0 | AT: 0; BE: 0; BG: 133; CY: 0; CZ: 0; DE: 0; DK: 0; EE: 0; ES: 0; FI: 0; FR: 0; GR: 0
Transformation input in Autoproducer Electricity Plants | 0 | 0 | 0 | 0 | AT: 0; BE: 0; BG: 0; CY: 0; CZ: 0; DE: 0; DK: 0; EE: 0; ES: 0; FI: 0; FR: 0; GR: 0
Transformation input in Autoproducer CHP Plants | 133 | 133 | 133 | 0 | AT: 0; BE: 0; BG: 133; CY: 0; CZ: 0; DE: 0; DK: 0; EE: 0; ES: 0; FI: 0; FR: 0; GR: 0
Transformation input - District heating plants | 49 | 49 | 49 | 0 | AT: 0; BE: 0; BG: 49; CY: 0; CZ: 0; DE: 0; DK: 0; EE: 0; ES: 0; FI: 0; FR: 0; GR: 0
Special value:
: | not available
UNIT | Terajoule
GEO | Germany (until 1990 former territory of the FRG)
TIME | 2005
Germany (until 1990 former territory of the FRG)
INDIC_NRG/PRODUCT | Solid fuels | Hard coal and derivatives | Hard coal | Patent Fuels | AT: Anthracite; BE: Coking Coal; BG: Other Bituminous Coal; CY: Sub-bituminous Coal; CZ: Coke; DE: Coke Oven Coke; DK: Gas Coke; EE: Coal Tar; ES: Lignite and Derivatives; FI: Lignite/Brown Coal; FR: BKB/PB; GR: Peat; IE: 15.505
Transformation input - Conventional Thermal Power Stations | 2751904 | 1254349 | 1254349 | 0 | AT: 63787; BE: 349666; BG: 840896; CY: 0; CZ: 0; DE: 0; DK: 0; EE: 0; ES: 1497555; FI: 1481775; FR: 15780; GR: 0; IE: 89.478
Transformation input in Main Activity Producer Conventional Power Stations | 2623509 | 1149366 | 1149366 | 0 | AT: 59242; BE: 312301; BG: 777823; CY: 0; CZ: 0; DE: 0; DK: 0; EE: 0; ES: 1474143; FI: 1461723; FR: 12420; GR: 0
Transformation input in Main Activity Producer Electricity Plants | 2341223 | 931348 | 931348 | 0 | AT: 59242; BE: 249853; BG: 622254; CY: 0; CZ: 0; DE: 0; DK: 0; EE: 0; ES: 1409875; FI: 1405535; FR: 4340; GR: 0
Transformation input in Main Activity Producer CHP Plants | 282286 | 218018 | 218018 | 0 | AT: 0; BE: 62449; BG: 155570; CY: 0; CZ: 0; DE: 0; DK: 0; EE: 0; ES: 64268; FI: 56188; FR: 8080; GR: 0
Transformation input in Autoproducer Conventional Power Stations | 128395 | 104983 | 104983 | 0 | AT: 4546; BE: 37364; BG: 63073; CY: 0; CZ: 0; DE: 0; DK: 0; EE: 0; ES: 23412; FI: 20052; FR: 3360; GR: 0
Transformation input in Autoproducer Electricity Plants | 110990 | 89478 | 89478 | 0 | AT: 4546; BE: 26161; BG: 58772; CY: 0; CZ: 0; DE: 0; DK: 0; EE: 0; ES: 21512; FI: 20052; FR: 1460; GR: 0
Transformation input in Autoproducer CHP Plants | 17405 | 15505 | 15505 | 0 | AT: 0; BE: 11204; BG: 4301; CY: 0; CZ: 0; DE: 0; DK: 0; EE: 0; ES: 1900; FI: 0; FR: 1900; GR: 0
Transformation input - District heating plants | 800 | 0 | 0 | 0 | AT: 0; BE: 0; BG: 0; CY: 0; CZ: 0; DE: 0; DK: 0; EE: 0; ES: 800; FI: 0; FR: 800; GR: 0
Special value:
: | not available
UNIT | Terajoule
GEO | Estonia
TIME | 2005
Estonia
INDIC_NRG/PRODUCT | Solid fuels | Hard coal and derivatives | Hard coal | Patent Fuels | AT: Anthracite; BE: Coking Coal; BG: Other Bituminous Coal; CY: Sub-bituminous Coal; CZ: Coke; DE: Coke Oven Coke; DK: Gas Coke; EE: Coal Tar; ES: Lignite and Derivatives; FI: Lignite/Brown Coal; FR: BKB/PB; GR: Peat; IE: 0
Transformation input - Conventional Thermal Power Stations | 98514 | 0 | 0 | 0 | AT: 0; BE: 0; BG: 0; CY: 0; CZ: 0; DE: 0; DK: 0; EE: 0; ES: 98514; FI: 98384; FR: 0; GR: 130; IE: 0
Transformation input in Main Activity Producer Conventional Power Stations | 98303 | 0 | 0 | 0 | AT: 0; BE: 0; BG: 0; CY: 0; CZ: 0; DE: 0; DK: 0; EE: 0; ES: 98303; FI: 98303; FR: 0; GR: 0
Transformation input in Main Activity Producer Electricity Plants | 88334 | 0 | 0 | 0 | AT: 0; BE: 0; BG: 0; CY: 0; CZ: 0; DE: 0; DK: 0; EE: 0; ES: 88334; FI: 88334; FR: 0; GR: 0
Transformation input in Main Activity Producer CHP Plants | 9969 | 0 | 0 | 0 | AT: 0; BE: 0; BG: 0; CY: 0; CZ: 0; DE: 0; DK: 0; EE: 0; ES: 9969; FI: 9969; FR: 0; GR: 0
Transformation input in Autoproducer Conventional Power Stations | 211 | 0 | 0 | 0 | AT: 0; BE: 0; BG: 0; CY: 0; CZ: 0; DE: 0; DK: 0; EE: 0; ES: 211; FI: 81; FR: 0; GR: 130
Transformation input in Autoproducer Electricity Plants | 0 | 0 | 0 | 0 | AT: 0; BE: 0; BG: 0; CY: 0; CZ: 0; DE: 0; DK: 0; EE: 0; ES: 0; FI: 0; FR: 0; GR: 0
Transformation input in Autoproducer CHP Plants | 211 | 0 | 0 | 0 | AT: 0; BE: 0; BG: 0; CY: 0; CZ: 0; DE: 0; DK: 0; EE: 0; ES: 211; FI: 81; FR: 0; GR: 130
Transformation input - District heating plants | 1155 | 109 | 109 | 0 | AT: 0; BE: 0; BG: 109; CY: 0; CZ: 0; DE: 0; DK: 0; EE: 0; ES: 1046; FI: 102; FR: 0; GR: 945
Special value:
: | not available
UNIT | Terajoule
GEO | Ireland
TIME | 2005
Ireland
INDIC_NRG/PRODUCT | Solid fuels | Hard coal and derivatives | Hard coal | Patent Fuels | AT: Anthracite; BE: Coking Coal; BG: Other Bituminous Coal; CY: Sub-bituminous Coal; CZ: Coke; DE: Coke Oven Coke; DK: Gas Coke; EE: Coal Tar; ES: Lignite and Derivatives; FI: Lignite/Brown Coal; FR: BKB/PB; GR: Peat; IE: 0.278
Transformation input - Conventional Thermal Power Stations | 80565 | 59580 | 59580 | 0 | AT: 0; BE: 0; BG: 59580; CY: 0; CZ: 0; DE: 0; DK: 0; EE: 0; ES: 20985; FI: 0; FR: 0; GR: 20985; IE: 0
Transformation input in Main Activity Producer Conventional Power Stations | 79788 | 59301 | 59301 | 0 | AT: 0; BE: 0; BG: 59301; CY: 0; CZ: 0; DE: 0; DK: 0; EE: 0; ES: 20487; FI: 0; FR: 0; GR: 20487
Transformation input in Main Activity Producer Electricity Plants | 79788 | 59301 | 59301 | 0 | AT: 0; BE: 0; BG: 59301; CY: 0; CZ: 0; DE: 0; DK: 0; EE: 0; ES: 20487; FI: 0; FR: 0; GR: 20487
Transformation input in Main Activity Producer CHP Plants | 0 | 0 | 0 | 0 | AT: 0; BE: 0; BG: 0; CY: 0; CZ: 0; DE: 0; DK: 0; EE: 0; ES: 0; FI: 0; FR: 0; GR: 0
Transformation input in Autoproducer Conventional Power Stations | 776 | 278 | 278 | 0 | AT: 0; BE: 0; BG: 278; CY: 0; CZ: 0; DE: 0; DK: 0; EE: 0; ES: 498; FI: 0; FR: 0; GR: 498
Transformation input in Autoproducer Electricity Plants | 0 | 0 | 0 | 0 | AT: 0; BE: 0; BG: 0; CY: 0; CZ: 0; DE: 0; DK: 0; EE: 0; ES: 0; FI: 0; FR: 0; GR: 0
Transformation input in Autoproducer CHP Plants | 776 | 278 | 278 | 0 | AT: 0; BE: 0; BG: 278; CY: 0; CZ: 0; DE: 0; DK: 0; EE: 0; ES: 498; FI: 0; FR: 0; GR: 498
Transformation input - District heating plants | 0 | 0 | 0 | 0 | AT: 0; BE: 0; BG: 0; CY: 0; CZ: 0; DE: 0; DK: 0; EE: 0; ES: 0; FI: 0; FR: 0; GR: 0
Special value:
: | not available
UNIT | Terajoule
GEO | Greece
TIME | 2005
Greece
INDIC_NRG/PRODUCT | Solid fuels | Hard coal and derivatives | Hard coal | Patent Fuels | AT: Anthracite; BE: Coking Coal; BG: Other Bituminous Coal; CY: Sub-bituminous Coal; CZ: Coke; DE: Coke Oven Coke; DK: Gas Coke; EE: Coal Tar; ES: Lignite and Derivatives; FI: Lignite/Brown Coal; FR: BKB/PB; GR: Peat; IE: 0
Transformation input - Conventional Thermal Power Stations | 364008 | 0 | 0 | 0 | AT: 0; BE: 0; BG: 0; CY: 0; CZ: 0; DE: 0; DK: 0; EE: 0; ES: 364008; FI: 363808; FR: 200; GR: 0; IE: 0
Transformation input in Main Activity Producer Conventional Power Stations | 364008 | 0 | 0 | 0 | AT: 0; BE: 0; BG: 0; CY: 0; CZ: 0; DE: 0; DK: 0; EE: 0; ES: 364008; FI: 363808; FR: 200; GR: 0
Transformation input in Main Activity Producer Electricity Plants | 293374 | 0 | 0 | 0 | AT: 0; BE: 0; BG: 0; CY: 0; CZ: 0; DE: 0; DK: 0; EE: 0; ES: 293374; FI: 293194; FR: 180; GR: 0
Transformation input in Main Activity Producer CHP Plants | 70634 | 0 | 0 | 0 | AT: 0; BE: 0; BG: 0; CY: 0; CZ: 0; DE: 0; DK: 0; EE: 0; ES: 70634; FI: 70614; FR: 20; GR: 0
Transformation input in Autoproducer Conventional Power Stations | 0 | 0 | 0 | 0 | AT: 0; BE: 0; BG: 0; CY: 0; CZ: 0; DE: 0; DK: 0; EE: 0; ES: 0; FI: 0; FR: 0; GR: 0
Transformation input in Autoproducer Electricity Plants | 0 | 0 | 0 | 0 | AT: 0; BE: 0; BG: 0; CY: 0; CZ: 0; DE: 0; DK: 0; EE: 0; ES: 0; FI: 0; FR: 0; GR: 0
Transformation input in Autoproducer CHP Plants | 0 | 0 | 0 | 0 | AT: 0; BE: 0; BG: 0; CY: 0; CZ: 0; DE: 0; DK: 0; EE: 0; ES: 0; FI: 0; FR: 0; GR: 0
Transformation input - District heating plants | 0 | 0 | 0 | 0 | AT: 0; BE: 0; BG: 0; CY: 0; CZ: 0; DE: 0; DK: 0; EE: 0; ES: 0; FI: 0; FR: 0; GR: 0
Special value:
: | not available
UNIT | Terajoule
GEO | Spain
TIME | 2005
Spain
INDIC_NRG/PRODUCT | Solid fuels | Hard coal and derivatives | Hard coal | Patent Fuels | AT: Anthracite; BE: Coking Coal; BG: Other Bituminous Coal; CY: Sub-bituminous Coal; CZ: Coke; DE: Coke Oven Coke; DK: Gas Coke; EE: Coal Tar; ES: Lignite and Derivatives; FI: Lignite/Brown Coal; FR: BKB/PB; GR: Peat; IE: 1.937
Transformation input - Conventional Thermal Power Stations | 737833 | 688521 | 688521 | 0 | AT: 74116; BE: 0; BG: 568139; CY: 46265; CZ: 0; DE: 0; DK: 0; EE: 0; ES: 49312; FI: 49312; FR: 0; GR: 0; IE: 0
Transformation input in Main Activity Producer Conventional Power Stations | 735896 | 686584 | 686584 | 0 | AT: 74116; BE: 0; BG: 566203; CY: 46265; CZ: 0; DE: 0; DK: 0; EE: 0; ES: 49312; FI: 49312; FR: 0; GR: 0
Transformation input in Main Activity Producer Electricity Plants | 735896 | 686584 | 686584 | 0 | AT: 74116; BE: 0; BG: 566203; CY: 46265; CZ: 0; DE: 0; DK: 0; EE: 0; ES: 49312; FI: 49312; FR: 0; GR: 0
Transformation input in Main Activity Producer CHP Plants | 0 | 0 | 0 | 0 | AT: 0; BE: 0; BG: 0; CY: 0; CZ: 0; DE: 0; DK: 0; EE: 0; ES: 0; FI: 0; FR: 0; GR: 0
Transformation input in Autoproducer Conventional Power Stations | 1937 | 1937 | 1937 | 0 | AT: 0; BE: 0; BG: 1937; CY: 0; CZ: 0; DE: 0; DK: 0; EE: 0; ES: 0; FI: 0; FR: 0; GR: 0
Transformation input in Autoproducer Electricity Plants | 0 | 0 | 0 | 0 | AT: 0; BE: 0; BG: 0; CY: 0; CZ: 0; DE: 0; DK: 0; EE: 0; ES: 0; FI: 0; FR: 0; GR: 0
Transformation input in Autoproducer CHP Plants | 1937 | 1937 | 1937 | 0 | AT: 0; BE: 0; BG: 1937; CY: 0; CZ: 0; DE: 0; DK: 0; EE: 0; ES: 0; FI: 0; FR: 0; GR: 0
Transformation input - District heating plants | 0 | 0 | 0 | 0 | AT: 0; BE: 0; BG: 0; CY: 0; CZ: 0; DE: 0; DK: 0; EE: 0; ES: 0; FI: 0; FR: 0; GR: 0
Special value:
: | not available
UNIT | Terajoule
GEO | France
TIME | 2005
France
INDIC_NRG/PRODUCT | Solid fuels | Hard coal and derivatives | Hard coal | Patent Fuels | AT: Anthracite; BE: Coking Coal; BG: Other Bituminous Coal; CY: Sub-bituminous Coal; CZ: Coke; DE: Coke Oven Coke; DK: Gas Coke; EE: Coal Tar; ES: Lignite and Derivatives; FI: Lignite/Brown Coal; FR: BKB/PB; GR: Peat; IE: 18.356
Transformation input - Conventional Thermal Power Stations | 268138 | 268138 | 268138 | 0 | AT: 0; BE: 0; BG: 268138; CY: 0; CZ: 0; DE: 0; DK: 0; EE: 0; ES: 0; FI: 0; FR: 0; GR: 0; IE: 6.812
Transformation input in Main Activity Producer Conventional Power Stations | 242970 | 242970 | 242970 | 0 | AT: 0; BE: 0; BG: 242970; CY: 0; CZ: 0; DE: 0; DK: 0; EE: 0; ES: 0; FI: 0; FR: 0; GR: 0
Transformation input in Main Activity Producer Electricity Plants | 240838 | 240838 | 240838 | 0 | AT: 0; BE: 0; BG: 240838; CY: 0; CZ: 0; DE: 0; DK: 0; EE: 0; ES: 0; FI: 0; FR: 0; GR: 0
Transformation input in Main Activity Producer CHP Plants | 2132 | 2132 | 2132 | 0 | AT: 0; BE: 0; BG: 2132; CY: 0; CZ: 0; DE: 0; DK: 0; EE: 0; ES: 0; FI: 0; FR: 0; GR: 0
Transformation input in Autoproducer Conventional Power Stations | 25168 | 25168 | 25168 | 0 | AT: 0; BE: 0; BG: 25168; CY: 0; CZ: 0; DE: 0; DK: 0; EE: 0; ES: 0; FI: 0; FR: 0; GR: 0
Transformation input in Autoproducer Electricity Plants | 6812 | 6812 | 6812 | 0 | AT: 0; BE: 0; BG: 6812; CY: 0; CZ: 0; DE: 0; DK: 0; EE: 0; ES: 0; FI: 0; FR: 0; GR: 0
Transformation input in Autoproducer CHP Plants | 18356 | 18356 | 18356 | 0 | AT: 0; BE: 0; BG: 18356; CY: 0; CZ: 0; DE: 0; DK: 0; EE: 0; ES: 0; FI: 0; FR: 0; GR: 0
Transformation input - District heating plants | 0 | 0 | 0 | 0 | AT: 0; BE: 0; BG: 0; CY: 0; CZ: 0; DE: 0; DK: 0; EE: 0; ES: 0; FI: 0; FR: 0; GR: 0
Special value:
: | not available
UNIT | Terajoule
GEO | Italy
TIME | 2005
Italy
INDIC_NRG/PRODUCT | Solid fuels | Hard coal and derivatives | Hard coal | Patent Fuels | AT: Anthracite; BE: Coking Coal; BG: Other Bituminous Coal; CY: Sub-bituminous Coal; CZ: Coke; DE: Coke Oven Coke; DK: Gas Coke; EE: Coal Tar; ES: Lignite and Derivatives; FI: Lignite/Brown Coal; FR: BKB/PB; GR: Peat; IE: 2.765
Transformation input - Conventional Thermal Power Stations | 435389 | 435389 | 435389 | 0 | AT: 0; BE: 0; BG: 435389; CY: 0; CZ: 0; DE: 0; DK: 0; EE: 0; ES: 0; FI: 0; FR: 0; GR: 0; IE: 1.489
Transformation input in Main Activity Producer Conventional Power Stations | 431135 | 431135 | 431135 | 0 | AT: 0; BE: 0; BG: 431135; CY: 0; CZ: 0; DE: 0; DK: 0; EE: 0; ES: 0; FI: 0; FR: 0; GR: 0
Transformation input in Main Activity Producer Electricity Plants | 426961 | 426961 | 426961 | 0 | AT: 0; BE: 0; BG: 426961; CY: 0; CZ: 0; DE: 0; DK: 0; EE: 0; ES: 0; FI: 0; FR: 0; GR: 0
Transformation input in Main Activity Producer CHP Plants | 4174 | 4174 | 4174 | 0 | AT: 0; BE: 0; BG: 4174; CY: 0; CZ: 0; DE: 0; DK: 0; EE: 0; ES: 0; FI: 0; FR: 0; GR: 0
Transformation input in Autoproducer Conventional Power Stations | 4254 | 4254 | 4254 | 0 | AT: 0; BE: 0; BG: 4254; CY: 0; CZ: 0; DE: 0; DK: 0; EE: 0; ES: 0; FI: 0; FR: 0; GR: 0
Transformation input in Autoproducer Electricity Plants | 1489 | 1489 | 1489 | 0 | AT: 0; BE: 0; BG: 1489; CY: 0; CZ: 0; DE: 0; DK: 0; EE: 0; ES: 0; FI: 0; FR: 0; GR: 0
Transformation input in Autoproducer CHP Plants | 2765 | 2765 | 2765 | 0 | AT: 0; BE: 0; BG: 2765; CY: 0; CZ: 0; DE: 0; DK: 0; EE: 0; ES: 0; FI: 0; FR: 0; GR: 0
Transformation input - District heating plants | 0 | 0 | 0 | 0 | AT: 0; BE: 0; BG: 0; CY: 0; CZ: 0; DE: 0; DK: 0; EE: 0; ES: 0; FI: 0; FR: 0; GR: 0
Special value:
: | not available
UNIT | Terajoule
GEO | Cyprus
TIME | 2005
Cyprus
INDIC_NRG/PRODUCT | Solid fuels | Hard coal and derivatives | Hard coal | Patent Fuels | AT: Anthracite; BE: Coking Coal; BG: Other Bituminous Coal; CY: Sub-bituminous Coal; CZ: Coke; DE: Coke Oven Coke; DK: Gas Coke; EE: Coal Tar; ES: Lignite and Derivatives; FI: Lignite/Brown Coal; FR: BKB/PB; GR: Peat; IE: 0
Transformation input - Conventional Thermal Power Stations | 0 | 0 | 0 | 0 | AT: 0; BE: 0; BG: 0; CY: 0; CZ: 0; DE: 0; DK: 0; EE: 0; ES: 0; FI: 0; FR: 0; GR: 0; IE: 0
Transformation input in Main Activity Producer Conventional Power Stations | 0 | 0 | 0 | 0 | AT: 0; BE: 0; BG: 0; CY: 0; CZ: 0; DE: 0; DK: 0; EE: 0; ES: 0; FI: 0; FR: 0; GR: 0
Transformation input in Main Activity Producer Electricity Plants | 0 | 0 | 0 | 0 | AT: 0; BE: 0; BG: 0; CY: 0; CZ: 0; DE: 0; DK: 0; EE: 0; ES: 0; FI: 0; FR: 0; GR: 0
Transformation input in Main Activity Producer CHP Plants | 0 | 0 | 0 | 0 | AT: 0; BE: 0; BG: 0; CY: 0; CZ: 0; DE: 0; DK: 0; EE: 0; ES: 0; FI: 0; FR: 0; GR: 0
Transformation input in Autoproducer Conventional Power Stations | 0 | 0 | 0 | 0 | AT: 0; BE: 0; BG: 0; CY: 0; CZ: 0; DE: 0; DK: 0; EE: 0; ES: 0; FI: 0; FR: 0; GR: 0
Transformation input in Autoproducer Electricity Plants | 0 | 0 | 0 | 0 | AT: 0; BE: 0; BG: 0; CY: 0; CZ: 0; DE: 0; DK: 0; EE: 0; ES: 0; FI: 0; FR: 0; GR: 0
Transformation input in Autoproducer CHP Plants | 0 | 0 | 0 | 0 | AT: 0; BE: 0; BG: 0; CY: 0; CZ: 0; DE: 0; DK: 0; EE: 0; ES: 0; FI: 0; FR: 0; GR: 0
Transformation input - District heating plants | 0 | 0 | 0 | 0 | AT: 0; BE: 0; BG: 0; CY: 0; CZ: 0; DE: 0; DK: 0; EE: 0; ES: 0; FI: 0; FR: 0; GR: 0
Special value:
: | not available
UNIT | Terajoule
GEO | Latvia
TIME | 2005
Latvia
INDIC_NRG/PRODUCT | Solid fuels | Hard coal and derivatives | Hard coal | Patent Fuels | AT: Anthracite; BE: Coking Coal; BG: Other Bituminous Coal; CY: Sub-bituminous Coal; CZ: Coke; DE: Coke Oven Coke; DK: Gas Coke; EE: Coal Tar; ES: Lignite and Derivatives; FI: Lignite/Brown Coal; FR: BKB/PB; GR: Peat; IE: 0
Transformation input - Conventional Thermal Power Stations | 0 | 0 | 0 | 0 | AT: 0; BE: 0; BG: 0; CY: 0; CZ: 0; DE: 0; DK: 0; EE: 0; ES: 0; FI: 0; FR: 0; GR: 0; IE: 0
Transformation input in Main Activity Producer Conventional Power Stations | 0 | 0 | 0 | 0 | AT: 0; BE: 0; BG: 0; CY: 0; CZ: 0; DE: 0; DK: 0; EE: 0; ES: 0; FI: 0; FR: 0; GR: 0
Transformation input in Main Activity Producer Electricity Plants | 0 | 0 | 0 | 0 | AT: 0; BE: 0; BG: 0; CY: 0; CZ: 0; DE: 0; DK: 0; EE: 0; ES: 0; FI: 0; FR: 0; GR: 0
Transformation input in Main Activity Producer CHP Plants | 0 | 0 | 0 | 0 | AT: 0; BE: 0; BG: 0; CY: 0; CZ: 0; DE: 0; DK: 0; EE: 0; ES: 0; FI: 0; FR: 0; GR: 0
Transformation input in Autoproducer Conventional Power Stations | 0 | 0 | 0 | 0 | AT: 0; BE: 0; BG: 0; CY: 0; CZ: 0; DE: 0; DK: 0; EE: 0; ES: 0; FI: 0; FR: 0; GR: 0
Transformation input in Autoproducer Electricity Plants | 0 | 0 | 0 | 0 | AT: 0; BE: 0; BG: 0; CY: 0; CZ: 0; DE: 0; DK: 0; EE: 0; ES: 0; FI: 0; FR: 0; GR: 0
Transformation input in Autoproducer CHP Plants | 0 | 0 | 0 | 0 | AT: 0; BE: 0; BG: 0; CY: 0; CZ: 0; DE: 0; DK: 0; EE: 0; ES: 0; FI: 0; FR: 0; GR: 0
Transformation input - District heating plants | 323 | 262 | 262 | 0 | AT: 0; BE: 0; BG: 262; CY: 0; CZ: 0; DE: 0; DK: 0; EE: 0; ES: 60; FI: 0; FR: 0; GR: 60
Special value:
: | not available
UNIT | Terajoule
GEO | Lithuania
TIME | 2005
Lithuania
INDIC_NRG/PRODUCT | Solid fuels | Hard coal and derivatives | Hard coal | Patent Fuels | AT: Anthracite; BE: Coking Coal; BG: Other Bituminous Coal; CY: Sub-bituminous Coal; CZ: Coke; DE: Coke Oven Coke; DK: Gas Coke; EE: Coal Tar; ES: Lignite and Derivatives; FI: Lignite/Brown Coal; FR: BKB/PB; GR: Peat; IE: 0
Transformation input - Conventional Thermal Power Stations | 0 | 0 | 0 | 0 | AT: 0; BE: 0; BG: 0; CY: 0; CZ: 0; DE: 0; DK: 0; EE: 0; ES: 0; FI: 0; FR: 0; GR: 0; IE: 0
Transformation input in Main Activity Producer Conventional Power Stations | 0 | 0 | 0 | 0 | AT: 0; BE: 0; BG: 0; CY: 0; CZ: 0; DE: 0; DK: 0; EE: 0; ES: 0; FI: 0; FR: 0; GR: 0
Transformation input in Main Activity Producer Electricity Plants | 0 | 0 | 0 | 0 | AT: 0; BE: 0; BG: 0; CY: 0; CZ: 0; DE: 0; DK: 0; EE: 0; ES: 0; FI: 0; FR: 0; GR: 0
Transformation input in Main Activity Producer CHP Plants | 0 | 0 | 0 | 0 | AT: 0; BE: 0; BG: 0; CY: 0; CZ: 0; DE: 0; DK: 0; EE: 0; ES: 0; FI: 0; FR: 0; GR: 0
Transformation input in Autoproducer Conventional Power Stations | 0 | 0 | 0 | 0 | AT: 0; BE: 0; BG: 0; CY: 0; CZ: 0; DE: 0; DK: 0; EE: 0; ES: 0; FI: 0; FR: 0; GR: 0
Transformation input in Autoproducer Electricity Plants | 0 | 0 | 0 | 0 | AT: 0; BE: 0; BG: 0; CY: 0; CZ: 0; DE: 0; DK: 0; EE: 0; ES: 0; FI: 0; FR: 0; GR: 0
Transformation input in Autoproducer CHP Plants | 0 | 0 | 0 | 0 | AT: 0; BE: 0; BG: 0; CY: 0; CZ: 0; DE: 0; DK: 0; EE: 0; ES: 0; FI: 0; FR: 0; GR: 0
Transformation input - District heating plants | 404 | 255 | 255 | 0 | AT: 0; BE: 0; BG: 50; CY: 204; CZ: 0; DE: 0; DK: 0; EE: 0; ES: 149; FI: 0; FR: 20; GR: 129
Special value:
: | not available
UNIT | Terajoule
GEO | Luxembourg
TIME | 2005
Luxembourg
INDIC_NRG/PRODUCT | Solid fuels | Hard coal and derivatives | Hard coal | Patent Fuels | AT: Anthracite; BE: Coking Coal; BG: Other Bituminous Coal; CY: Sub-bituminous Coal; CZ: Coke; DE: Coke Oven Coke; DK: Gas Coke; EE: Coal Tar; ES: Lignite and Derivatives; FI: Lignite/Brown Coal; FR: BKB/PB; GR: Peat; IE: 0
Transformation input - Conventional Thermal Power Stations | 0 | 0 | 0 | 0 | AT: 0; BE: 0; BG: 0; CY: 0; CZ: 0; DE: 0; DK: 0; EE: 0; ES: 0; FI: 0; FR: 0; GR: 0; IE: 0
Transformation input in Main Activity Producer Conventional Power Stations | 0 | 0 | 0 | 0 | AT: 0; BE: 0; BG: 0; CY: 0; CZ: 0; DE: 0; DK: 0; EE: 0; ES: 0; FI: 0; FR: 0; GR: 0
Transformation input in Main Activity Producer Electricity Plants | 0 | 0 | 0 | 0 | AT: 0; BE: 0; BG: 0; CY: 0; CZ: 0; DE: 0; DK: 0; EE: 0; ES: 0; FI: 0; FR: 0; GR: 0
Transformation input in Main Activity Producer CHP Plants | 0 | 0 | 0 | 0 | AT: 0; BE: 0; BG: 0; CY: 0; CZ: 0; DE: 0; DK: 0; EE: 0; ES: 0; FI: 0; FR: 0; GR: 0
Transformation input in Autoproducer Conventional Power Stations | 0 | 0 | 0 | 0 | AT: 0; BE: 0; BG: 0; CY: 0; CZ: 0; DE: 0; DK: 0; EE: 0; ES: 0; FI: 0; FR: 0; GR: 0
Transformation input in Autoproducer Electricity Plants | 0 | 0 | 0 | 0 | AT: 0; BE: 0; BG: 0; CY: 0; CZ: 0; DE: 0; DK: 0; EE: 0; ES: 0; FI: 0; FR: 0; GR: 0
Transformation input in Autoproducer CHP Plants | 0 | 0 | 0 | 0 | AT: 0; BE: 0; BG: 0; CY: 0; CZ: 0; DE: 0; DK: 0; EE: 0; ES: 0; FI: 0; FR: 0; GR: 0
Transformation input - District heating plants | 0 | 0 | 0 | 0 | AT: 0; BE: 0; BG: 0; CY: 0; CZ: 0; DE: 0; DK: 0; EE: 0; ES: 0; FI: 0; FR: 0; GR: 0
Special value:
: | not available
UNIT | Terajoule
GEO | Hungary
TIME | 2005
Hungary
INDIC_NRG/PRODUCT | Solid fuels | Hard coal and derivatives | Hard coal | Patent Fuels | AT: Anthracite; BE: Coking Coal; BG: Other Bituminous Coal; CY: Sub-bituminous Coal; CZ: Coke; DE: Coke Oven Coke; DK: Gas Coke; EE: Coal Tar; ES: Lignite and Derivatives; FI: Lignite/Brown Coal; FR: BKB/PB; GR: Peat; IE: 0
Transformation input - Conventional Thermal Power Stations | 80565 | 9205 | 9205 | 0 | AT: 0; BE: 0; BG: 3589; CY: 5616; CZ: 0; DE: 0; DK: 0; EE: 0; ES: 71361; FI: 71361; FR: 0; GR: 0; IE: 0
Transformation input in Main Activity Producer Conventional Power Stations | 80565 | 9205 | 9205 | 0 | AT: 0; BE: 0; BG: 3589; CY: 5616; CZ: 0; DE: 0; DK: 0; EE: 0; ES: 71361; FI: 71361; FR: 0; GR: 0
Transformation input in Main Activity Producer Electricity Plants | 74311 | 4199 | 4199 | 0 | AT: 0; BE: 0; BG: 1719; CY: 2480; CZ: 0; DE: 0; DK: 0; EE: 0; ES: 70112; FI: 70112; FR: 0; GR: 0
Transformation input in Main Activity Producer CHP Plants | 6255 | 5006 | 5006 | 0 | AT: 0; BE: 0; BG: 1870; CY: 3136; CZ: 0; DE: 0; DK: 0; EE: 0; ES: 1249; FI: 1249; FR: 0; GR: 0
Transformation input in Autoproducer Conventional Power Stations | 0 | 0 | 0 | 0 | AT: 0; BE: 0; BG: 0; CY: 0; CZ: 0; DE: 0; DK: 0; EE: 0; ES: 0; FI: 0; FR: 0; GR: 0
Transformation input in Autoproducer Electricity Plants | 0 | 0 | 0 | 0 | AT: 0; BE: 0; BG: 0; CY: 0; CZ: 0; DE: 0; DK: 0; EE: 0; ES: 0; FI: 0; FR: 0; GR: 0
Transformation input in Autoproducer CHP Plants | 0 | 0 | 0 | 0 | AT: 0; BE: 0; BG: 0; CY: 0; CZ: 0; DE: 0; DK: 0; EE: 0; ES: 0; FI: 0; FR: 0; GR: 0
Transformation input - District heating plants | 3714 | 3308 | 3308 | 0 | AT: 0; BE: 0; BG: 1820; CY: 1488; CZ: 0; DE: 0; DK: 0; EE: 0; ES: 406; FI: 406; FR: 0; GR: 0
Special value:
: | not available
UNIT | Terajoule
GEO | Netherlands
TIME | 2005
Netherlands
INDIC_NRG/PRODUCT | Solid fuels | Hard coal and derivatives | Hard coal | Patent Fuels | AT: Anthracite; BE: Coking Coal; BG: Other Bituminous Coal; CY: Sub-bituminous Coal; CZ: Coke; DE: Coke Oven Coke; DK: Gas Coke; EE: Coal Tar; ES: Lignite and Derivatives; FI: Lignite/Brown Coal; FR: BKB/PB; GR: Peat; IE: 0
Transformation input - Conventional Thermal Power Stations | 207593 | 207593 | 207593 | 0 | AT: 0; BE: 0; BG: 207593; CY: 0; CZ: 0; DE: 0; DK: 0; EE: 0; ES: 0; FI: 0; FR: 0; GR: 0; IE: 0
Transformation input in Main Activity Producer Conventional Power Stations | 207593 | 207593 | 207593 | 0 | AT: 0; BE: 0; BG: 207593; CY: 0; CZ: 0; DE: 0; DK: 0; EE: 0; ES: 0; FI: 0; FR: 0; GR: 0
Transformation input in Main Activity Producer Electricity Plants | 123320 | 123320 | 123320 | 0 | AT: 0; BE: 0; BG: 123320; CY: 0; CZ: 0; DE: 0; DK: 0; EE: 0; ES: 0; FI: 0; FR: 0; GR: 0
Transformation input in Main Activity Producer CHP Plants | 84273 | 84273 | 84273 | 0 | AT: 0; BE: 0; BG: 84273; CY: 0; CZ: 0; DE: 0; DK: 0; EE: 0; ES: 0; FI: 0; FR: 0; GR: 0
Transformation input in Autoproducer Conventional Power Stations | 0 | 0 | 0 | 0 | AT: 0; BE: 0; BG: 0; CY: 0; CZ: 0; DE: 0; DK: 0; EE: 0; ES: 0; FI: 0; FR: 0; GR: 0
Transformation input in Autoproducer Electricity Plants | 0 | 0 | 0 | 0 | AT: 0; BE: 0; BG: 0; CY: 0; CZ: 0; DE: 0; DK: 0; EE: 0; ES: 0; FI: 0; FR: 0; GR: 0
Transformation input in Autoproducer CHP Plants | 0 | 0 | 0 | 0 | AT: 0; BE: 0; BG: 0; CY: 0; CZ: 0; DE: 0; DK: 0; EE: 0; ES: 0; FI: 0; FR: 0; GR: 0
Transformation input - District heating plants | 0 | 0 | 0 | 0 | AT: 0; BE: 0; BG: 0; CY: 0; CZ: 0; DE: 0; DK: 0; EE: 0; ES: 0; FI: 0; FR: 0; GR: 0
Special value:
: | not available
UNIT | Terajoule
GEO | Austria
TIME | 2005
Austria
INDIC_NRG/PRODUCT | Solid fuels | Hard coal and derivatives | Hard coal | Patent Fuels | AT: Anthracite; BE: Coking Coal; BG: Other Bituminous Coal; CY: Sub-bituminous Coal; CZ: Coke; DE: Coke Oven Coke; DK: Gas Coke; EE: Coal Tar; ES: Lignite and Derivatives; FI: Lignite/Brown Coal; FR: BKB/PB; GR: Peat; IE: 1.065
Transformation input - Conventional Thermal Power Stations | 63096 | 52747 | 52747 | 0 | AT: 0; BE: 0; BG: 52747; CY: 0; CZ: 0; DE: 0; DK: 0; EE: 0; ES: 10349; FI: 10349; FR: 0; GR: 0; IE: 0.207
Transformation input in Main Activity Producer Conventional Power Stations | 61619 | 51475 | 51475 | 0 | AT: 0; BE: 0; BG: 51475; CY: 0; CZ: 0; DE: 0; DK: 0; EE: 0; ES: 10144; FI: 10144; FR: 0; GR: 0
Transformation input in Main Activity Producer Electricity Plants | 57047 | 47339 | 47339 | 0 | AT: 0; BE: 0; BG: 47339; CY: 0; CZ: 0; DE: 0; DK: 0; EE: 0; ES: 9708; FI: 9708; FR: 0; GR: 0
Transformation input in Main Activity Producer CHP Plants | 4572 | 4136 | 4136 | 0 | AT: 0; BE: 0; BG: 4136; CY: 0; CZ: 0; DE: 0; DK: 0; EE: 0; ES: 436; FI: 436; FR: 0; GR: 0
Transformation input in Autoproducer Conventional Power Stations | 1477 | 1273 | 1273 | 0 | AT: 0; BE: 0; BG: 1273; CY: 0; CZ: 0; DE: 0; DK: 0; EE: 0; ES: 204; FI: 204; FR: 0; GR: 0
Transformation input in Autoproducer Electricity Plants | 207 | 207 | 207 | 0 | AT: 0; BE: 0; BG: 207; CY: 0; CZ: 0; DE: 0; DK: 0; EE: 0; ES: 0; FI: 0; FR: 0; GR: 0
Transformation input in Autoproducer CHP Plants | 1270 | 1065 | 1065 | 0 | AT: 0; BE: 0; BG: 1065; CY: 0; CZ: 0; DE: 0; DK: 0; EE: 0; ES: 204; FI: 204; FR: 0; GR: 0
Transformation input - District heating plants | 0 | 0 | 0 | 0 | AT: 0; BE: 0; BG: 0; CY: 0; CZ: 0; DE: 0; DK: 0; EE: 0; ES: 0; FI: 0; FR: 0; GR: 0
Special value:
: | not available
UNIT | Terajoule
GEO | Poland
TIME | 2005
Poland
INDIC_NRG/PRODUCT | Solid fuels | Hard coal and derivatives | Hard coal | Patent Fuels | AT: Anthracite; BE: Coking Coal; BG: Other Bituminous Coal; CY: Sub-bituminous Coal; CZ: Coke; DE: Coke Oven Coke; DK: Gas Coke; EE: Coal Tar; ES: Lignite and Derivatives; FI: Lignite/Brown Coal; FR: BKB/PB; GR: Peat; IE: 65.294
Transformation input - Conventional Thermal Power Stations | 1512464 | 978774 | 978774 | 0 | AT: 0; BE: 0; BG: 978774; CY: 0; CZ: 0; DE: 0; DK: 0; EE: 0; ES: 533690; FI: 533690; FR: 0; GR: 0; IE: 0
Transformation input in Main Activity Producer Conventional Power Stations | 1447170 | 913480 | 913480 | 0 | AT: 0; BE: 0; BG: 913480; CY: 0; CZ: 0; DE: 0; DK: 0; EE: 0; ES: 533690; FI: 533690; FR: 0; GR: 0
Transformation input in Main Activity Producer Electricity Plants | 0 | 0 | 0 | 0 | AT: 0; BE: 0; BG: 0; CY: 0; CZ: 0; DE: 0; DK: 0; EE: 0; ES: 0; FI: 0; FR: 0; GR: 0
Transformation input in Main Activity Producer CHP Plants | 1447170 | 913480 | 913480 | 0 | AT: 0; BE: 0; BG: 913480; CY: 0; CZ: 0; DE: 0; DK: 0; EE: 0; ES: 533690; FI: 533690; FR: 0; GR: 0
Transformation input in Autoproducer Conventional Power Stations | 65294 | 65294 | 65294 | 0 | AT: 0; BE: 0; BG: 65294; CY: 0; CZ: 0; DE: 0; DK: 0; EE: 0; ES: 0; FI: 0; FR: 0; GR: 0
Transformation input in Autoproducer Electricity Plants | 0 | 0 | 0 | 0 | AT: 0; BE: 0; BG: 0; CY: 0; CZ: 0; DE: 0; DK: 0; EE: 0; ES: 0; FI: 0; FR: 0; GR: 0
Transformation input in Autoproducer CHP Plants | 65294 | 65294 | 65294 | 0 | AT: 0; BE: 0; BG: 65294; CY: 0; CZ: 0; DE: 0; DK: 0; EE: 0; ES: 0; FI: 0; FR: 0; GR: 0
Transformation input - District heating plants | 127776 | 127487 | 127145 | 0 | AT: 0; BE: 2389; BG: 124756; CY: 0; CZ: 342; DE: 342; DK: 0; EE: 0; ES: 289; FI: 289; FR: 0; GR: 0
Special value:
: | not available
UNIT | Terajoule
GEO | Portugal
TIME | 2005
Portugal
INDIC_NRG/PRODUCT | Solid fuels | Hard coal and derivatives | Hard coal | Patent Fuels | AT: Anthracite; BE: Coking Coal; BG: Other Bituminous Coal; CY: Sub-bituminous Coal; CZ: Coke; DE: Coke Oven Coke; DK: Gas Coke; EE: Coal Tar; ES: Lignite and Derivatives; FI: Lignite/Brown Coal; FR: BKB/PB; GR: Peat; IE: 0
Transformation input - Conventional Thermal Power Stations | 138955 | 138955 | 138955 | 0 | AT: 0; BE: 0; BG: 138955; CY: 0; CZ: 0; DE: 0; DK: 0; EE: 0; ES: 0; FI: 0; FR: 0; GR: 0; IE: 0
Transformation input in Main Activity Producer Conventional Power Stations | 138955 | 138955 | 138955 | 0 | AT: 0; BE: 0; BG: 138955; CY: 0; CZ: 0; DE: 0; DK: 0; EE: 0; ES: 0; FI: 0; FR: 0; GR: 0
Transformation input in Main Activity Producer Electricity Plants | 138955 | 138955 | 138955 | 0 | AT: 0; BE: 0; BG: 138955; CY: 0; CZ: 0; DE: 0; DK: 0; EE: 0; ES: 0; FI: 0; FR: 0; GR: 0
Transformation input in Main Activity Producer CHP Plants | 0 | 0 | 0 | 0 | AT: 0; BE: 0; BG: 0; CY: 0; CZ: 0; DE: 0; DK: 0; EE: 0; ES: 0; FI: 0; FR: 0; GR: 0
Transformation input in Autoproducer Conventional Power Stations | 0 | 0 | 0 | 0 | AT: 0; BE: 0; BG: 0; CY: 0; CZ: 0; DE: 0; DK: 0; EE: 0; ES: 0; FI: 0; FR: 0; GR: 0
Transformation input in Autoproducer Electricity Plants | 0 | 0 | 0 | 0 | AT: 0; BE: 0; BG: 0; CY: 0; CZ: 0; DE: 0; DK: 0; EE: 0; ES: 0; FI: 0; FR: 0; GR: 0
Transformation input in Autoproducer CHP Plants | 0 | 0 | 0 | 0 | AT: 0; BE: 0; BG: 0; CY: 0; CZ: 0; DE: 0; DK: 0; EE: 0; ES: 0; FI: 0; FR: 0; GR: 0
Transformation input - District heating plants | 0 | 0 | 0 | 0 | AT: 0; BE: 0; BG: 0; CY: 0; CZ: 0; DE: 0; DK: 0; EE: 0; ES: 0; FI: 0; FR: 0; GR: 0
Special value:
: | not available
UNIT | Terajoule
GEO | Romania
TIME | 2005
Romania
INDIC_NRG/PRODUCT | Solid fuels | Hard coal and derivatives | Hard coal | Patent Fuels | AT: Anthracite; BE: Coking Coal; BG: Other Bituminous Coal; CY: Sub-bituminous Coal; CZ: Coke; DE: Coke Oven Coke; DK: Gas Coke; EE: Coal Tar; ES: Lignite and Derivatives; FI: Lignite/Brown Coal; FR: BKB/PB; GR: Peat; IE: 0
Transformation input - Conventional Thermal Power Stations | 250446 | 8235 | 8235 | 0 | AT: 0; BE: 0; BG: 0; CY: 8235; CZ: 0; DE: 0; DK: 0; EE: 0; ES: 242212; FI: 242212; FR: 0; GR: 0; IE: 0
Transformation input in Main Activity Producer Conventional Power Stations | 232380 | 8235 | 8235 | 0 | AT: 0; BE: 0; BG: 0; CY: 8235; CZ: 0; DE: 0; DK: 0; EE: 0; ES: 224145; FI: 224145; FR: 0; GR: 0
Transformation input in Main Activity Producer Electricity Plants | 144092 | 220 | 220 | 0 | AT: 0; BE: 0; BG: 0; CY: 220; CZ: 0; DE: 0; DK: 0; EE: 0; ES: 143872; FI: 143872; FR: 0; GR: 0
Transformation input in Main Activity Producer CHP Plants | 88288 | 8015 | 8015 | 0 | AT: 0; BE: 0; BG: 0; CY: 8015; CZ: 0; DE: 0; DK: 0; EE: 0; ES: 80273; FI: 80273; FR: 0; GR: 0
Transformation input in Autoproducer Conventional Power Stations | 18067 | 0 | 0 | 0 | AT: 0; BE: 0; BG: 0; CY: 0; CZ: 0; DE: 0; DK: 0; EE: 0; ES: 18067; FI: 18067; FR: 0; GR: 0
Transformation input in Autoproducer Electricity Plants | 0 | 0 | 0 | 0 | AT: 0; BE: 0; BG: 0; CY: 0; CZ: 0; DE: 0; DK: 0; EE: 0; ES: 0; FI: 0; FR: 0; GR: 0
Transformation input in Autoproducer CHP Plants | 18067 | 0 | 0 | 0 | AT: 0; BE: 0; BG: 0; CY: 0; CZ: 0; DE: 0; DK: 0; EE: 0; ES: 18067; FI: 18067; FR: 0; GR: 0
Transformation input - District heating plants | 543 | 122 | 122 | 0 | AT: 0; BE: 0; BG: 0; CY: 122; CZ: 0; DE: 0; DK: 0; EE: 0; ES: 421; FI: 421; FR: 0; GR: 0
Special value:
: | not available
UNIT | Terajoule
GEO | Slovenia
TIME | 2005
Slovenia
INDIC_NRG/PRODUCT | Solid fuels | Hard coal and derivatives | Hard coal | Patent Fuels | AT: Anthracite; BE: Coking Coal; BG: Other Bituminous Coal; CY: Sub-bituminous Coal; CZ: Coke; DE: Coke Oven Coke; DK: Gas Coke; EE: Coal Tar; ES: Lignite and Derivatives; FI: Lignite/Brown Coal; FR: BKB/PB; GR: Peat; IE: 0.326
Transformation input - Conventional Thermal Power Stations | 59100 | 8944 | 8944 | 0 | AT: 0; BE: 0; BG: 0; CY: 8944; CZ: 0; DE: 0; DK: 0; EE: 0; ES: 50156; FI: 50156; FR: 0; GR: 0; IE: 0
Transformation input in Main Activity Producer Conventional Power Stations | 58774 | 8618 | 8618 | 0 | AT: 0; BE: 0; BG: 0; CY: 8618; CZ: 0; DE: 0; DK: 0; EE: 0; ES: 50156; FI: 50156; FR: 0; GR: 0
Transformation input in Main Activity Producer Electricity Plants | 6198 | 0 | 0 | 0 | AT: 0; BE: 0; BG: 0; CY: 0; CZ: 0; DE: 0; DK: 0; EE: 0; ES: 6198; FI: 6198; FR: 0; GR: 0
Transformation input in Main Activity Producer CHP Plants | 52576 | 8618 | 8618 | 0 | AT: 0; BE: 0; BG: 0; CY: 8618; CZ: 0; DE: 0; DK: 0; EE: 0; ES: 43957; FI: 43957; FR: 0; GR: 0
Transformation input in Autoproducer Conventional Power Stations | 326 | 326 | 326 | 0 | AT: 0; BE: 0; BG: 0; CY: 326; CZ: 0; DE: 0; DK: 0; EE: 0; ES: 0; FI: 0; FR: 0; GR: 0
Transformation input in Autoproducer Electricity Plants | 0 | 0 | 0 | 0 | AT: 0; BE: 0; BG: 0; CY: 0; CZ: 0; DE: 0; DK: 0; EE: 0; ES: 0; FI: 0; FR: 0; GR: 0
Transformation input in Autoproducer CHP Plants | 326 | 326 | 326 | 0 | AT: 0; BE: 0; BG: 0; CY: 326; CZ: 0; DE: 0; DK: 0; EE: 0; ES: 0; FI: 0; FR: 0; GR: 0
Transformation input - District heating plants | 20 | 20 | 20 | 0 | AT: 0; BE: 0; BG: 0; CY: 20; CZ: 0; DE: 0; DK: 0; EE: 0; ES: 0; FI: 0; FR: 0; GR: 0
Special value:
: | not available
UNIT | Terajoule
GEO | Slovakia
TIME | 2005
Slovakia
INDIC_NRG/PRODUCT | Solid fuels | Hard coal and derivatives | Hard coal | Patent Fuels | AT: Anthracite; BE: Coking Coal; BG: Other Bituminous Coal; CY: Sub-bituminous Coal; CZ: Coke; DE: Coke Oven Coke; DK: Gas Coke; EE: Coal Tar; ES: Lignite and Derivatives; FI: Lignite/Brown Coal; FR: BKB/PB; GR: Peat; IE: 5.449
Transformation input - Conventional Thermal Power Stations | 70223 | 39816 | 39816 | 0 | AT: 3875; BE: 0; BG: 35941; CY: 0; CZ: 0; DE: 0; DK: 0; EE: 0; ES: 30407; FI: 30407; FR: 0; GR: 0; IE: 0
Transformation input in Main Activity Producer Conventional Power Stations | 64491 | 34367 | 34367 | 0 | AT: 3875; BE: 0; BG: 30493; CY: 0; CZ: 0; DE: 0; DK: 0; EE: 0; ES: 30124; FI: 30124; FR: 0; GR: 0
Transformation input in Main Activity Producer Electricity Plants | 9801 | 0 | 0 | 0 | AT: 0; BE: 0; BG: 0; CY: 0; CZ: 0; DE: 0; DK: 0; EE: 0; ES: 9801; FI: 9801; FR: 0; GR: 0
Transformation input in Main Activity Producer CHP Plants | 54690 | 34367 | 34367 | 0 | AT: 3875; BE: 0; BG: 30493; CY: 0; CZ: 0; DE: 0; DK: 0; EE: 0; ES: 20323; FI: 20323; FR: 0; GR: 0
Transformation input in Autoproducer Conventional Power Stations | 5732 | 5449 | 5449 | 0 | AT: 0; BE: 0; BG: 5449; CY: 0; CZ: 0; DE: 0; DK: 0; EE: 0; ES: 283; FI: 283; FR: 0; GR: 0
Transformation input in Autoproducer Electricity Plants | 0 | 0 | 0 | 0 | AT: 0; BE: 0; BG: 0; CY: 0; CZ: 0; DE: 0; DK: 0; EE: 0; ES: 0; FI: 0; FR: 0; GR: 0
Transformation input in Autoproducer CHP Plants | 5732 | 5449 | 5449 | 0 | AT: 0; BE: 0; BG: 5449; CY: 0; CZ: 0; DE: 0; DK: 0; EE: 0; ES: 283; FI: 283; FR: 0; GR: 0
Own Use in Electricity, CHP and Heat Plants | 0 | 0 | 0 | 0 | AT: 0; BE: 0; BG: 0; CY: 0; CZ: 0; DE: 0; DK: 0; EE: 0; ES: 0; FI: 0; FR: 0; GR: 0
Special value:
: | not available
UNIT | Terajoule
GEO | Finland
TIME | 2005
Finland
INDIC_NRG/PRODUCT | Solid fuels | Hard coal and derivatives | Hard coal | Patent Fuels | AT: Anthracite; BE: Coking Coal; BG: Other Bituminous Coal; CY: Sub-bituminous Coal; CZ: Coke; DE: Coke Oven Coke; DK: Gas Coke; EE: Coal Tar; ES: Lignite and Derivatives; FI: Lignite/Brown Coal; FR: BKB/PB; GR: Peat; IE: 0.459
Transformation input - Conventional Thermal Power Stations | 125409 | 71769 | 71732 | 0 | AT: 0; BE: 0; BG: 71732; CY: 0; CZ: 0; DE: 0; DK: 0; EE: 38; ES: 53640; FI: 0; FR: 0; GR: 53640; IE: 0
Transformation input in Main Activity Producer Conventional Power Stations | 122212 | 71273 | 71273 | 0 | AT: 0; BE: 0; BG: 71273; CY: 0; CZ: 0; DE: 0; DK: 0; EE: 0; ES: 50940; FI: 0; FR: 0; GR: 50940
Transformation input in Main Activity Producer Electricity Plants | 32394 | 20400 | 20400 | 0 | AT: 0; BE: 0; BG: 20400; CY: 0; CZ: 0; DE: 0; DK: 0; EE: 0; ES: 11994; FI: 0; FR: 0; GR: 11994
Transformation input in Main Activity Producer CHP Plants | 89819 | 50873 | 50873 | 0 | AT: 0; BE: 0; BG: 50873; CY: 0; CZ: 0; DE: 0; DK: 0; EE: 0; ES: 38946; FI: 0; FR: 0; GR: 38946
Transformation input in Autoproducer Conventional Power Stations | 3197 | 497 | 459 | 0 | AT: 0; BE: 0; BG: 459; CY: 0; CZ: 0; DE: 0; DK: 0; EE: 38; ES: 2700; FI: 0; FR: 0; GR: 2700
Transformation input in Autoproducer Electricity Plants | 48 | 38 | 0 | 0 | AT: 0; BE: 0; BG: 0; CY: 0; CZ: 0; DE: 0; DK: 0; EE: 38; ES: 10; FI: 0; FR: 0; GR: 10
Transformation input in Autoproducer CHP Plants | 3149 | 459 | 459 | 0 | AT: 0; BE: 0; BG: 459; CY: 0; CZ: 0; DE: 0; DK: 0; EE: 0; ES: 2690; FI: 0; FR: 0; GR: 2690
Transformation input - District heating plants | 8195 | 2754 | 2754 | 0 | AT: 0; BE: 0; BG: 2754; CY: 0; CZ: 0; DE: 0; DK: 0; EE: 0; ES: 5441; FI: 0; FR: 0; GR: 5441
Special value:
: | not available
UNIT | Terajoule
GEO | Sweden
TIME | 2005
Sweden
INDIC_NRG/PRODUCT | Solid fuels | Hard coal and derivatives | Hard coal | Patent Fuels | AT: Anthracite; BE: Coking Coal; BG: Other Bituminous Coal; CY: Sub-bituminous Coal; CZ: Coke; DE: Coke Oven Coke; DK: Gas Coke; EE: Coal Tar; ES: Lignite and Derivatives; FI: Lignite/Brown Coal; FR: BKB/PB; GR: Peat; IE: 0.107
Transformation input - Conventional Thermal Power Stations | 21274 | 11825 | 11825 | 0 | AT: 0; BE: 0; BG: 11825; CY: 0; CZ: 0; DE: 0; DK: 0; EE: 0; ES: 9448; FI: 0; FR: 0; GR: 9448; IE: 0
Transformation input in Main Activity Producer Conventional Power Stations | 21112 | 11718 | 11718 | 0 | AT: 0; BE: 0; BG: 11718; CY: 0; CZ: 0; DE: 0; DK: 0; EE: 0; ES: 9394; FI: 0; FR: 0; GR: 9394
Transformation input in Main Activity Producer Electricity Plants | 0 | 0 | 0 | 0 | AT: 0; BE: 0; BG: 0; CY: 0; CZ: 0; DE: 0; DK: 0; EE: 0; ES: 0; FI: 0; FR: 0; GR: 0
Transformation input in Main Activity Producer CHP Plants | 21112 | 11718 | 11718 | 0 | AT: 0; BE: 0; BG: 11718; CY: 0; CZ: 0; DE: 0; DK: 0; EE: 0; ES: 9394; FI: 0; FR: 0; GR: 9394
Transformation input in Autoproducer Conventional Power Stations | 161 | 107 | 107 | 0 | AT: 0; BE: 0; BG: 107; CY: 0; CZ: 0; DE: 0; DK: 0; EE: 0; ES: 54; FI: 0; FR: 0; GR: 54
Transformation input in Autoproducer Electricity Plants | 0 | 0 | 0 | 0 | AT: 0; BE: 0; BG: 0; CY: 0; CZ: 0; DE: 0; DK: 0; EE: 0; ES: 0; FI: 0; FR: 0; GR: 0
Transformation input in Autoproducer CHP Plants | 161 | 107 | 107 | 0 | AT: 0; BE: 0; BG: 107; CY: 0; CZ: 0; DE: 0; DK: 0; EE: 0; ES: 54; FI: 0; FR: 0; GR: 54
Transformation input - District heating plants | 3339 | 0 | 0 | 0 | AT: 0; BE: 0; BG: 0; CY: 0; CZ: 0; DE: 0; DK: 0; EE: 0; ES: 3339; FI: 0; FR: 0; GR: 3339
Special value:
: | not available
UNIT | Terajoule
GEO | United Kingdom
TIME | 2005
United Kingdom
INDIC_NRG/PRODUCT | Solid fuels | Hard coal and derivatives | Hard coal | Patent Fuels | AT: Anthracite; BE: Coking Coal; BG: Other Bituminous Coal; CY: Sub-bituminous Coal; CZ: Coke; DE: Coke Oven Coke; DK: Gas Coke; EE: Coal Tar; ES: Lignite and Derivatives; FI: Lignite/Brown Coal; FR: BKB/PB; GR: Peat; IE: 5.431
Transformation input - Conventional Thermal Power Stations | 1236583 | 1236583 | 1236583 | 0 | AT: 0; BE: 0; BG: 1236583; CY: 0; CZ: 0; DE: 0; DK: 0; EE: 0; ES: 0; FI: 0; FR: 0; GR: 0; IE: 31.853
Transformation input in Main Activity Producer Conventional Power Stations | 1199299 | 1199299 | 1199299 | 0 | AT: 0; BE: 0; BG: 1199299; CY: 0; CZ: 0; DE: 0; DK: 0; EE: 0; ES: 0; FI: 0; FR: 0; GR: 0
Transformation input in Main Activity Producer Electricity Plants | 1199299 | 1199299 | 1199299 | 0 | AT: 0; BE: 0; BG: 1199299; CY: 0; CZ: 0; DE: 0; DK: 0; EE: 0; ES: 0; FI: 0; FR: 0; GR: 0
Transformation input in Main Activity Producer CHP Plants | 0 | 0 | 0 | 0 | AT: 0; BE: 0; BG: 0; CY: 0; CZ: 0; DE: 0; DK: 0; EE: 0; ES: 0; FI: 0; FR: 0; GR: 0
Transformation input in Autoproducer Conventional Power Stations | 37284 | 37284 | 37284 | 0 | AT: 0; BE: 0; BG: 37284; CY: 0; CZ: 0; DE: 0; DK: 0; EE: 0; ES: 0; FI: 0; FR: 0; GR: 0
Transformation input in Autoproducer Electricity Plants | 31853 | 31853 | 31853 | 0 | AT: 0; BE: 0; BG: 31853; CY: 0; CZ: 0; DE: 0; DK: 0; EE: 0; ES: 0; FI: 0; FR: 0; GR: 0
Transformation input in Autoproducer CHP Plants | 5431 | 5431 | 5431 | 0 | AT: 0; BE: 0; BG: 5431; CY: 0; CZ: 0; DE: 0; DK: 0; EE: 0; ES: 0; FI: 0; FR: 0; GR: 0
Transformation input - District heating plants | 11594 | 11594 | 11594 | 0 | AT: 0; BE: 0; BG: 11594; CY: 0; CZ: 0; DE: 0; DK: 0; EE: 0; ES: 0; FI: 0; FR: 0; GR: 0
Special value:
: | not available
UNIT | Terajoule
GEO | Iceland
TIME | 2005
Iceland
INDIC_NRG/PRODUCT | Solid fuels | Hard coal and derivatives | Hard coal | Patent Fuels | AT: Anthracite; BE: Coking Coal; BG: Other Bituminous Coal; CY: Sub-bituminous Coal; CZ: Coke; DE: Coke Oven Coke; DK: Gas Coke; EE: Coal Tar; ES: Lignite and Derivatives; FI: Lignite/Brown Coal; FR: BKB/PB; GR: Peat; IE: 0
Transformation input - Conventional Thermal Power Stations | 0 | 0 | 0 | 0 | AT: 0; BE: 0; BG: 0; CY: 0; CZ: 0; DE: 0; DK: 0; EE: 0; ES: 0; FI: 0; FR: 0; GR: 0; IE: 0
Transformation input in Main Activity Producer Conventional Power Stations | 0 | 0 | 0 | 0 | AT: 0; BE: 0; BG: 0; CY: 0; CZ: 0; DE: 0; DK: 0; EE: 0; ES: 0; FI: 0; FR: 0; GR: 0
Transformation input in Main Activity Producer Electricity Plants | 0 | 0 | 0 | 0 | AT: 0; BE: 0; BG: 0; CY: 0; CZ: 0; DE: 0; DK: 0; EE: 0; ES: 0; FI: 0; FR: 0; GR: 0
Transformation input in Main Activity Producer CHP Plants | 0 | 0 | 0 | 0 | AT: 0; BE: 0; BG: 0; CY: 0; CZ: 0; DE: 0; DK: 0; EE: 0; ES: 0; FI: 0; FR: 0; GR: 0
Transformation input in Autoproducer Conventional Power Stations | 0 | 0 | 0 | 0 | AT: 0; BE: 0; BG: 0; CY: 0; CZ: 0; DE: 0; DK: 0; EE: 0; ES: 0; FI: 0; FR: 0; GR: 0
Transformation input in Autoproducer Electricity Plants | 0 | 0 | 0 | 0 | AT: 0; BE: 0; BG: 0; CY: 0; CZ: 0; DE: 0; DK: 0; EE: 0; ES: 0; FI: 0; FR: 0; GR: 0
Transformation input in Autoproducer CHP Plants | 0 | 0 | 0 | 0 | AT: 0; BE: 0; BG: 0; CY: 0; CZ: 0; DE: 0; DK: 0; EE: 0; ES: 0; FI: 0; FR: 0; GR: 0
Transformation input - District heating plants | 0 | 0 | 0 | 0 | AT: 0; BE: 0; BG: 0; CY: 0; CZ: 0; DE: 0; DK: 0; EE: 0; ES: 0; FI: 0; FR: 0; GR: 0
Special value:
: | not available
UNIT | Terajoule
GEO | Norway
TIME | 2005
Norway
INDIC_NRG/PRODUCT | Solid fuels | Hard coal and derivatives | Hard coal | Patent Fuels | AT: Anthracite; BE: Coking Coal; BG: Other Bituminous Coal; CY: Sub-bituminous Coal; CZ: Coke; DE: Coke Oven Coke; DK: Gas Coke; EE: Coal Tar; ES: Lignite and Derivatives; FI: Lignite/Brown Coal; FR: BKB/PB; GR: Peat; IE: 0
Transformation input - Conventional Thermal Power Stations | 703 | 703 | 703 | 0 | AT: 0; BE: 0; BG: 703; CY: 0; CZ: 0; DE: 0; DK: 0; EE: 0; ES: 0; FI: 0; FR: 0; GR: 0; IE: 0
Transformation input in Main Activity Producer Conventional Power Stations | 703 | 703 | 703 | 0 | AT: 0; BE: 0; BG: 703; CY: 0; CZ: 0; DE: 0; DK: 0; EE: 0; ES: 0; FI: 0; FR: 0; GR: 0
Transformation input in Main Activity Producer Electricity Plants | 0 | 0 | 0 | 0 | AT: 0; BE: 0; BG: 0; CY: 0; CZ: 0; DE: 0; DK: 0; EE: 0; ES: 0; FI: 0; FR: 0; GR: 0
Transformation input in Main Activity Producer CHP Plants | 703 | 703 | 703 | 0 | AT: 0; BE: 0; BG: 703; CY: 0; CZ: 0; DE: 0; DK: 0; EE: 0; ES: 0; FI: 0; FR: 0; GR: 0
Transformation input in Autoproducer Conventional Power Stations | 0 | 0 | 0 | 0 | AT: 0; BE: 0; BG: 0; CY: 0; CZ: 0; DE: 0; DK: 0; EE: 0; ES: 0; FI: 0; FR: 0; GR: 0
Transformation input in Autoproducer Electricity Plants | 0 | 0 | 0 | 0 | AT: 0; BE: 0; BG: 0; CY: 0; CZ: 0; DE: 0; DK: 0; EE: 0; ES: 0; FI: 0; FR: 0; GR: 0
Transformation input in Autoproducer CHP Plants | 0 | 0 | 0 | 0 | AT: 0; BE: 0; BG: 0; CY: 0; CZ: 0; DE: 0; DK: 0; EE: 0; ES: 0; FI: 0; FR: 0; GR: 0
Transformation input - District heating plants | 0 | 0 | 0 | 0 | AT: 0; BE: 0; BG: 0; CY: 0; CZ: 0; DE: 0; DK: 0; EE: 0; ES: 0; FI: 0; FR: 0; GR: 0
Special value:
: | not available
UNIT | Terajoule
GEO | Switzerland
TIME | 2005
Switzerland
INDIC_NRG/PRODUCT | Solid fuels | Hard coal and derivatives | Hard coal | Patent Fuels | AT: Anthracite; BE: Coking Coal; BG: Other Bituminous Coal; CY: Sub-bituminous Coal; CZ: Coke; DE: Coke Oven Coke; DK: Gas Coke; EE: Coal Tar; ES: Lignite and Derivatives; FI: Lignite/Brown Coal; FR: BKB/PB; GR: Peat; IE: 0
Transformation input - Conventional Thermal Power Stations | 0 | 0 | 0 | 0 | AT: 0; BE: 0; BG: 0; CY: 0; CZ: 0; DE: 0; DK: 0; EE: 0; ES: 0; FI: 0; FR: 0; GR: 0; IE: 0
Transformation input in Main Activity Producer Conventional Power Stations | 0 | 0 | 0 | 0 | AT: 0; BE: 0; BG: 0; CY: 0; CZ: 0; DE: 0; DK: 0; EE: 0; ES: 0; FI: 0; FR: 0; GR: 0
Transformation input in Main Activity Producer Electricity Plants | 0 | 0 | 0 | 0 | AT: 0; BE: 0; BG: 0; CY: 0; CZ: 0; DE: 0; DK: 0; EE: 0; ES: 0; FI: 0; FR: 0; GR: 0
Transformation input in Main Activity Producer CHP Plants | 0 | 0 | 0 | 0 | AT: 0; BE: 0; BG: 0; CY: 0; CZ: 0; DE: 0; DK: 0; EE: 0; ES: 0; FI: 0; FR: 0; GR: 0
Transformation input in Autoproducer Conventional Power Stations | 0 | 0 | 0 | 0 | AT: 0; BE: 0; BG: 0; CY: 0; CZ: 0; DE: 0; DK: 0; EE: 0; ES: 0; FI: 0; FR: 0; GR: 0
Transformation input in Autoproducer Electricity Plants | 0 | 0 | 0 | 0 | AT: 0; BE: 0; BG: 0; CY: 0; CZ: 0; DE: 0; DK: 0; EE: 0; ES: 0; FI: 0; FR: 0; GR: 0
Transformation input in Autoproducer CHP Plants | 0 | 0 | 0 | 0 | AT: 0; BE: 0; BG: 0; CY: 0; CZ: 0; DE: 0; DK: 0; EE: 0; ES: 0; FI: 0; FR: 0; GR: 0
Transformation input - District heating plants | 0 | 0 | 0 | 0 | AT: 0; BE: 0; BG: 0; CY: 0; CZ: 0; DE: 0; DK: 0; EE: 0; ES: 0; FI: 0; FR: 0; GR: 0
Special value:
: | not available
UNIT | Terajoule
GEO | Croatia
TIME | 2005
Croatia
INDIC_NRG/PRODUCT | Solid fuels | Hard coal and derivatives | Hard coal | Patent Fuels | AT: Anthracite; BE: Coking Coal; BG: Other Bituminous Coal; CY: Sub-bituminous Coal; CZ: Coke; DE: Coke Oven Coke; DK: Gas Coke; EE: Coal Tar; ES: Lignite and Derivatives; FI: Lignite/Brown Coal; FR: BKB/PB; GR: Peat; IE: 0
Transformation input - Conventional Thermal Power Stations | 22494 | 22289 | 22289 | 0 | AT: 0; BE: 0; BG: 22289; CY: 0; CZ: 0; DE: 0; DK: 0; EE: 0; ES: 205; FI: 205; FR: 0; GR: 0; IE: 0
Transformation input in Main Activity Producer Conventional Power Stations | 22289 | 22289 | 22289 | 0 | AT: 0; BE: 0; BG: 22289; CY: 0; CZ: 0; DE: 0; DK: 0; EE: 0; ES: 0; FI: 0; FR: 0; GR: 0
Transformation input in Main Activity Producer Electricity Plants | 22289 | 22289 | 22289 | 0 | AT: 0; BE: 0; BG: 22289; CY: 0; CZ: 0; DE: 0; DK: 0; EE: 0; ES: 0; FI: 0; FR: 0; GR: 0
Transformation input in Main Activity Producer CHP Plants | 0 | 0 | 0 | 0 | AT: 0; BE: 0; BG: 0; CY: 0; CZ: 0; DE: 0; DK: 0; EE: 0; ES: 0; FI: 0; FR: 0; GR: 0
Transformation input in Autoproducer Conventional Power Stations | 205 | 0 | 0 | 0 | AT: 0; BE: 0; BG: 0; CY: 0; CZ: 0; DE: 0; DK: 0; EE: 0; ES: 205; FI: 205; FR: 0; GR: 0
Transformation input in Autoproducer Electricity Plants | 0 | 0 | 0 | 0 | AT: 0; BE: 0; BG: 0; CY: 0; CZ: 0; DE: 0; DK: 0; EE: 0; ES: 0; FI: 0; FR: 0; GR: 0
Transformation input in Autoproducer CHP Plants | 205 | 0 | 0 | 0 | AT: 0; BE: 0; BG: 0; CY: 0; CZ: 0; DE: 0; DK: 0; EE: 0; ES: 205; FI: 205; FR: 0; GR: 0
Transformation input - District heating plants | 0 | 0 | 0 | 0 | AT: 0; BE: 0; BG: 0; CY: 0; CZ: 0; DE: 0; DK: 0; EE: 0; ES: 0; FI: 0; FR: 0; GR: 0
Special value:
: | not available
UNIT | Terajoule
GEO | Former Yugoslav Republic of Macedonia, the
TIME | 2005
Former Yugoslav Republic of Macedonia, the
INDIC_NRG/PRODUCT | Solid fuels | Hard coal and derivatives | Hard coal | Patent Fuels | AT: Anthracite; BE: Coking Coal; BG: Other Bituminous Coal; CY: Sub-bituminous Coal; CZ: Coke; DE: Coke Oven Coke; DK: Gas Coke; EE: Coal Tar; ES: Lignite and Derivatives; FI: Lignite/Brown Coal; FR: BKB/PB; GR: Peat; IE: 0
Transformation input - Conventional Thermal Power Stations | 55590 | 0 | 0 | 0 | AT: 0; BE: 0; BG: 0; CY: 0; CZ: 0; DE: 0; DK: 0; EE: 0; ES: 55590; FI: 55590; FR: 0; GR: 0; IE: 0
Transformation input in Main Activity Producer Conventional Power Stations | 55003 | 0 | 0 | 0 | AT: 0; BE: 0; BG: 0; CY: 0; CZ: 0; DE: 0; DK: 0; EE: 0; ES: 55003; FI: 55003; FR: 0; GR: 0
Transformation input in Main Activity Producer Electricity Plants | 55003 | 0 | 0 | 0 | AT: 0; BE: 0; BG: 0; CY: 0; CZ: 0; DE: 0; DK: 0; EE: 0; ES: 55003; FI: 55003; FR: 0; GR: 0
Transformation input in Main Activity Producer CHP Plants | 0 | 0 | 0 | 0 | AT: 0; BE: 0; BG: 0; CY: 0; CZ: 0; DE: 0; DK: 0; EE: 0; ES: 0; FI: 0; FR: 0; GR: 0
Transformation input in Autoproducer Conventional Power Stations | 587 | 0 | 0 | 0 | AT: 0; BE: 0; BG: 0; CY: 0; CZ: 0; DE: 0; DK: 0; EE: 0; ES: 587; FI: 587; FR: 0; GR: 0
Transformation input in Autoproducer Electricity Plants | 0 | 0 | 0 | 0 | AT: 0; BE: 0; BG: 0; CY: 0; CZ: 0; DE: 0; DK: 0; EE: 0; ES: 0; FI: 0; FR: 0; GR: 0
Transformation input in Autoproducer CHP Plants | 587 | 0 | 0 | 0 | AT: 0; BE: 0; BG: 0; CY: 0; CZ: 0; DE: 0; DK: 0; EE: 0; ES: 587; FI: 587; FR: 0; GR: 0
Transformation input - District heating plants | 534 | 0 | 0 | 0 | AT: 0; BE: 0; BG: 0; CY: 0; CZ: 0; DE: 0; DK: 0; EE: 0; ES: 534; FI: 534; FR: 0; GR: 0
Special value:
: | not available
UNIT | Terajoule
GEO | Turkey
TIME | 2005
Turkey
INDIC_NRG/PRODUCT | Solid fuels | Hard coal and derivatives | Hard coal | Patent Fuels | AT: Anthracite; BE: Coking Coal; BG: Other Bituminous Coal; CY: Sub-bituminous Coal; CZ: Coke; DE: Coke Oven Coke; DK: Gas Coke; EE: Coal Tar; ES: Lignite and Derivatives; FI: Lignite/Brown Coal; FR: BKB/PB; GR: Peat; IE: 0.83
Transformation input - Conventional Thermal Power Stations | 392294 | 109547 | 109547 | 0 | AT: 0; BE: 17750; BG: 91797; CY: 0; CZ: 0; DE: 0; DK: 0; EE: 0; ES: 282747; FI: 282747; FR: 0; GR: 0; IE: 16.92
Transformation input in Main Activity Producer Conventional Power Stations | 371982 | 91797 | 91797 | 0 | AT: 0; BE: 0; BG: 91797; CY: 0; CZ: 0; DE: 0; DK: 0; EE: 0; ES: 280185; FI: 280185; FR: 0; GR: 0
Transformation input in Main Activity Producer Electricity Plants | 371982 | 91797 | 91797 | 0 | AT: 0; BE: 0; BG: 91797; CY: 0; CZ: 0; DE: 0; DK: 0; EE: 0; ES: 280185; FI: 280185; FR: 0; GR: 0
Transformation input in Main Activity Producer CHP Plants | 0 | 0 | 0 | 0 | AT: 0; BE: 0; BG: 0; CY: 0; CZ: 0; DE: 0; DK: 0; EE: 0; ES: 0; FI: 0; FR: 0; GR: 0
Transformation input in Autoproducer Conventional Power Stations | 20312 | 17750 | 17750 | 0 | AT: 0; BE: 17750; BG: 0; CY: 0; CZ: 0; DE: 0; DK: 0; EE: 0; ES: 2562; FI: 2562; FR: 0; GR: 0
Transformation input in Autoproducer Electricity Plants | 17260 | 16920 | 16920 | 0 | AT: 0; BE: 16920; BG: 0; CY: 0; CZ: 0; DE: 0; DK: 0; EE: 0; ES: 339; FI: 339; FR: 0; GR: 0
Transformation input in Autoproducer CHP Plants | 3052 | 830 | 830 | 0 | AT: 0; BE: 830; BG: 0; CY: 0; CZ: 0; DE: 0; DK: 0; EE: 0; ES: 2223; FI: 2223; FR: 0; GR: 0
Transformation input - District heating plants | 0 | 0 | 0 | 0 | AT: 0; BE: 0; BG: 0; CY: 0; CZ: 0; DE: 0; DK: 0; EE: 0; ES: 0; FI: 0; FR: 0; GR: 0
Special value:
: | not available

## Oil Input
[7 empty] | Belgium | Bulgaria | Czech Republic | Denmark | Germany (until 1990 former territory of the FRG) | Estonia | Ireland | Greece | Spain | France | Italy | Cyprus | Latvia | Lithuania | Luxembourg | Hungary | Malta | Netherlands | Austria | Poland | Portugal | Romania | Slovenia | Slovakia | Finland | Sweden | United Kingdom
[6 empty] | Total petroleum products | 0 | 0.778 | 1.292 | 0 | 19.78 | 0 | 0 | 0 | 0 | 9.645 | 19.855 | 0 | 0 | 0 | 0 | 0 | 0 | 0 | 0.12 | 0 | 0.163 | 0.683 | 0 | 0 | 0.36 | 0.04 | 0.68
[6 empty] | Refinery gas and ethane | 0 | 0.09 | 0 | 0 | 4.03 | 0 | 0 | 0 | 0 | 0 | 0.05 | 0 | 0 | 0 | 0 | 0 | 0 | 0 | 0 | 0 | 0 | 0 | 0 | 0 | 0 | 0 | 0
[6 empty] | Refinery gas and ethane | 0 | 0.317 | 0 | 1.56 | 1.436 | 0 | 0 | 0 | 0 | 0.446 | 28.908 | 0 | 0 | 0 | 0 | 0 | 0 | 12.881 | 0 | 0 | 0 | 0.337 | 0 | 0.099 | 0 | 0 | 0
[6 empty] | Fuel Oil - Low Sulphur (< 1%) | 0 | 0 | 0.158 | 0 | 0 | 0 | 0 | 0 | 0 | 7.52 | 2.72 | 0 | 0 | 0 | 0 | 0 | 0 | 0 | 0.125 | 0 | 0.121 | 0.079 | 0 | 0 | 0.37 | 0.04 | 0.703
[6 empty] | Fuel Oil - Low Sulphur (< 1%) | 1.16 | 0 | 0.039 | 0.65 | 0 | 0 | 0 | 0 | 20.52 | 6.44 | 52 | 0 | 0 | 0 | 0 | 0.201 | 0 | 0.246 | 0.375 | 0.36 | 10.53 | 0.63 | 0.16 | 3.756 | 2.384 | 3.16 | 8.265
[6 empty] | Fuel Oil - High Sulphur (>= 1%) | 0 | 0 | 0.637 | 0 | 0 | 0 | 0 | 0 | 0 | 0 | 0 | 0 | 0 | 0 | 0 | 0 | 0 | 0 | 0 | 0 | 0 | 0.557 | 0 | 0 | 0 | 0 | 0
[6 empty] | Fuel Oil - High Sulphur (>= 1%) | 0 | 0.04 | 0.398 | 0 | 0
[6 empty] | aux row | 21 | 36 | 51 | 66 | 81 | 96 | 111 | 126 | 141 | 156 | 171 | 186 | 201 | 216 | 231 | 246 | 261 | 276 | 291 | 306 | 321 | 336 | 351 | 366 | 381 | 396 | 411
[7 empty] | AT | BE | BG | CY | CZ | DE | DK | EE | ES | FI | FR | GR | HU | IE | IT | LT | LU | LV | MT | NL | PL | PT | RO | SE | SI | SK | UK | CH | IS | NO
[6 empty] | Total petroleum products | 0.12 | 0 | 0.778 | 0 | 1.292 | 19.78 | 0 | 0 | 0 | 0.36 | 9.645 | 0 | 0 | 0 | 19.855 | 0 | 0 | 0 | 0 | 0 | 0 | 0.163 | 0.683 | 0.04 | 0 | 0 | 0.68
[6 empty] | Refinery gas and ethane | 0 | 0 | 0.09 | 0 | 0 | 4.03 | 0 | 0 | 0 | 0 | 0 | 0 | 0 | 0 | 0.05 | 0 | 0 | 0 | 0 | 0 | 0 | 0 | 0 | 0 | 0 | 0 | 0
[6 empty] | Refinery gas and ethane | 0 | 0 | 0.317 | 0 | 0 | 1.436 | 1.56 | 0 | 0 | 0 | 0.446 | 0 | 0 | 0 | 28.908 | 0 | 0 | 0 | 0 | 12.881 | 0 | 0 | 0.337 | 0 | 0 | 0.099 | 0
[6 empty] | Fuel Oil - Low Sulphur (< 1%) | 0.125 | 0 | 0 | 0 | 0.158 | 0 | 0 | 0 | 0 | 0.37 | 7.52 | 0 | 0 | 0 | 2.72 | 0 | 0 | 0 | 0 | 0 | 0 | 0.121 | 0.079 | 0.04 | 0 | 0 | 0.703
[6 empty] | Fuel Oil - Low Sulphur (< 1%) | 0.375 | 1.16 | 0 | 0 | 0.039 | 0 | 0.65 | 0 | 20.52 | 2.384 | 6.44 | 0 | 0.201 | 0 | 52 | 0 | 0 | 0 | 0 | 0.246 | 0.36 | 10.53 | 0.63 | 3.16 | 0.16 | 3.756 | 8.265
[6 empty] | Fuel Oil - High Sulphur (>= 1%) | 0 | 0 | 0 | 0 | 0.637 | 0 | 0 | 0 | 0 | 0 | 0 | 0 | 0 | 0 | 0 | 0 | 0 | 0 | 0 | 0 | 0 | 0 | 0.557 | 0 | 0 | 0 | 0
[6 empty] | Fuel Oil - High Sulphur (>= 1%) | 0 | 0 | 0 | 0 | 0 | 0 | 0 | 0 | 0 | 0 | 0 | 0 | 0 | 0 | 0 | 0 | 0 | 0 | 0 | 0 | 0 | 0 | 0 | 0 | 0 | 0 | 0
Supply, transformation, consumption - oil - annual data [nrg_102a]
Last update | 2013-03-20 14:13
Extracted on | 2013-04-23 15:25
Source of data | Eurostat
UNIT | Terajoule
TIME | 2005
GEO | Belgium
INDIC_NRG/PRODUCT | Total petroleum products | Crude oil, feedstocks and other hydrocarbons | Crude Oil | Natural Gas Liquids | Crude oil and NGL | Feedstocks and other hydrocarbons | Refinery Feedstocks | Additives/Oxygenates | Other Hydrocarbons | All petroleum products | Refinery gas and ethane | Refinery Gas (not. Liquid) | Ethane | LPG | Motor spirit | Motor Gasoline | Aviation Gasoline | Kerosenes - Jet Fuels | Other Kerosene | Gasoline Type Jet Fuel | Kerosene Type Jet Fuel | Naphta | Gas/Diesel oil | Transport Diesel | Heating and other Gasoil | Residual Fuel Oil | Fuel Oil - Low Sulphur (< 1%) | Fuel Oil - High Sulphur (>= 1%) | Other petroleum products | White Spirit and SBP | Lubricants | Bitumen | Petroleum Coke | Paraffin Waxes | Other Oil Products | Biogasoline | Biodiesels |  | Belgium
Transformation input in Main Activity Producer Conventional Power Stations | 16043 | 0 | 0 | 0 | 0 | : | : | : | : | 16043 | 0 | 0 | 0 | 0 | 0 | 0 | 0 | 0 | 0 | 0 | 0 | 0 | 1363 | 0 | 1363 | 14680 | 14680 | 0 | 0 | 0 | 0 | 0 | 0 | 0 | 0 | 0 | 0 | Transformation input in Autoproducer Electricity Plants | 0 | Total petroleum products
Transformation input in Main Activity Producer Electricity Plants | 15883 | 0 | 0 | 0 | 0 | : | : | : | : | 15883 | 0 | 0 | 0 | 0 | 0 | 0 | 0 | 0 | 0 | 0 | 0 | 0 | 1363 | 0 | 1363 | 14520 | 14520 | 0 | 0 | 0 | 0 | 0 | 0 | 0 | 0 | 0 | 0 | AEO | 0 | Refinery gas and ethane
Transformation input in Main Activity Producer CHP Plants | 160 | 0 | 0 | 0 | 0 | : | : | : | : | 160 | 0 | 0 | 0 | 0 | 0 | 0 | 0 | 0 | 0 | 0 | 0 | 0 | 0 | 0 | 0 | 160 | 160 | 0 | 0 | 0 | 0 | 0 | 0 | 0 | 0 | 0 | 0 | ACHP | 0 | Refinery gas and ethane
Transformation input in Autoproducer Conventional Power Stations | 1160 | 0 | 0 | 0 | 0 | : | : | : | : | 1160 | 0 | 0 | 0 | 0 | 0 | 0 | 0 | 0 | 0 | 0 | 0 | 0 | 0 | 0 | 0 | 1160 | 1160 | 0 | 0 | 0 | 0 | 0 | 0 | 0 | 0 | 0 | 0 | AEO | 0 | Fuel Oil - Low Sulphur (< 1%)
Transformation input in Autoproducer Electricity Plants | 0 | 0 | 0 | 0 | 0 | : | : | : | : | 0 | 0 | 0 | 0 | 0 | 0 | 0 | 0 | 0 | 0 | 0 | 0 | 0 | 0 | 0 | 0 | 0 | 0 | 0 | 0 | 0 | 0 | 0 | 0 | 0 | 0 | 0 | 0 | ACHP | 1.16 | Fuel Oil - Low Sulphur (< 1%)
Transformation input in Autoproducer CHP Plants | 1160 | 0 | 0 | 0 | 0 | : | : | : | : | 1160 | 0 | 0 | 0 | 0 | 0 | 0 | 0 | 0 | 0 | 0 | 0 | 0 | 0 | 0 | 0 | 1160 | 1160 | 0 | 0 | 0 | 0 | 0 | 0 | 0 | 0 | 0 | 0 | AEO | 0 | Fuel Oil - High Sulphur (>= 1%)
[38 empty] | ACHP | 0 | Fuel Oil - High Sulphur (>= 1%)
Special value:
: | not available
UNIT | Terajoule
TIME | 2005
GEO | Bulgaria
INDIC_NRG/PRODUCT | Total petroleum products | Crude oil, feedstocks and other hydrocarbons | Crude Oil | Natural Gas Liquids | Crude oil and NGL | Feedstocks and other hydrocarbons | Refinery Feedstocks | Additives/Oxygenates | Other Hydrocarbons | All petroleum products | Refinery gas and ethane | Refinery Gas (not. Liquid) | Ethane | LPG | Motor spirit | Motor Gasoline | Aviation Gasoline | Kerosenes - Jet Fuels | Other Kerosene | Gasoline Type Jet Fuel | Kerosene Type Jet Fuel | Naphta | Gas/Diesel oil | Transport Diesel | Heating and other Gasoil | Residual Fuel Oil | Fuel Oil - Low Sulphur (< 1%) | Fuel Oil - High Sulphur (>= 1%) | Other petroleum products | White Spirit and SBP | Lubricants | Bitumen | Petroleum Coke | Paraffin Waxes | Other Oil Products | Biogasoline | Biodiesels |  | Bulgaria
Transformation input in Main Activity Producer Conventional Power Stations | 2870 | 0 | 0 | 0 | 0 | : | : | : | : | 2870 | 0 | 0 | 0 | 0 | 0 | 0 | 0 | 0 | 0 | 0 | 0 | 0 | 0 | 0 | 0 | 1520 | 119 | 1392 | 1350 | 0 | 0 | 0 | 1350 | 0 | 0 | 0 | 0 | Transformation input in Autoproducer Electricity Plants | 0.778 | Total petroleum products
Transformation input in Main Activity Producer Electricity Plants | 1360 | 0 | 0 | 0 | 0 | : | : | : | : | 1360 | 0 | 0 | 0 | 0 | 0 | 0 | 0 | 0 | 0 | 0 | 0 | 0 | 0 | 0 | 0 | 1360 | 40 | 1312 | 0 | 0 | 0 | 0 | 0 | 0 | 0 | 0 | 0 | AEO | 0.09 | Refinery gas and ethane
Transformation input in Main Activity Producer CHP Plants | 1510 | 0 | 0 | 0 | 0 | : | : | : | : | 1510 | 0 | 0 | 0 | 0 | 0 | 0 | 0 | 0 | 0 | 0 | 0 | 0 | 0 | 0 | 0 | 160 | 80 | 80 | 1350 | 0 | 0 | 0 | 1350 | 0 | 0 | 0 | 0 | ACHP | 0.317 | Refinery gas and ethane
Transformation input in Autoproducer Conventional Power Stations | 4371 | 0 | 0 | 0 | 0 | : | : | : | : | 4371 | 407 | 407 | 0 | 0 | 0 | 0 | 0 | 0 | 0 | 0 | 0 | 0 | 0 | 0 | 0 | 40 | 0 | 40 | 3923 | 0 | 0 | 0 | 0 | 0 | 3923 | 0 | 0 | AEO | 0 | Fuel Oil - Low Sulphur (< 1%)
Transformation input in Autoproducer Electricity Plants | 778 | 0 | 0 | 0 | 0 | : | : | : | : | 778 | 90 | 90 | 0 | 0 | 0 | 0 | 0 | 0 | 0 | 0 | 0 | 0 | 0 | 0 | 0 | 0 | 0 | 0 | 688 | 0 | 0 | 0 | 0 | 0 | 688 | 0 | 0 | ACHP | 0 | Fuel Oil - Low Sulphur (< 1%)
Transformation input in Autoproducer CHP Plants | 3592 | 0 | 0 | 0 | 0 | : | : | : | : | 3592 | 317 | 317 | 0 | 0 | 0 | 0 | 0 | 0 | 0 | 0 | 0 | 0 | 0 | 0 | 0 | 40 | 0 | 40 | 3236 | 0 | 0 | 0 | 0 | 0 | 3236 | 0 | 0 | AEO | 0 | Fuel Oil - High Sulphur (>= 1%)
[38 empty] | ACHP | 0.04 | Fuel Oil - High Sulphur (>= 1%)
Special value:
: | not available
UNIT | Terajoule
TIME | 2005
GEO | Czech Republic
INDIC_NRG/PRODUCT | Total petroleum products | Crude oil, feedstocks and other hydrocarbons | Crude Oil | Natural Gas Liquids | Crude oil and NGL | Feedstocks and other hydrocarbons | Refinery Feedstocks | Additives/Oxygenates | Other Hydrocarbons | All petroleum products | Refinery gas and ethane | Refinery Gas (not. Liquid) | Ethane | LPG | Motor spirit | Motor Gasoline | Aviation Gasoline | Kerosenes - Jet Fuels | Other Kerosene | Gasoline Type Jet Fuel | Kerosene Type Jet Fuel | Naphta | Gas/Diesel oil | Transport Diesel | Heating and other Gasoil | Residual Fuel Oil | Fuel Oil - Low Sulphur (< 1%) | Fuel Oil - High Sulphur (>= 1%) | Other petroleum products | White Spirit and SBP | Lubricants | Bitumen | Petroleum Coke | Paraffin Waxes | Other Oil Products | Biogasoline | Biodiesels |  | Czech Republic
Transformation input in Main Activity Producer Conventional Power Stations | 4163 | 0 | 0 | 0 | 0 | : | : | : | : | 4163 | 0 | 0 | 0 | 0 | 0 | 0 | 0 | 0 | 0 | 0 | 0 | 0 | 128 | 0 | 125 | 600 | 0 | 597 | 3435 | 0 | 0 | 0 | 0 | 0 | 3435 | 0 | 0 | Transformation input in Autoproducer Electricity Plants | 1.292 | Total petroleum products
Transformation input in Main Activity Producer Electricity Plants | 449 | 0 | 0 | 0 | 0 | : | : | : | : | 449 | 0 | 0 | 0 | 0 | 0 | 0 | 0 | 0 | 0 | 0 | 0 | 0 | 0 | 0 | 0 | 40 | 0 | 40 | 409 | 0 | 0 | 0 | 0 | 0 | 409 | 0 | 0 | AEO | 0 | Refinery gas and ethane
Transformation input in Main Activity Producer CHP Plants | 3714 | 0 | 0 | 0 | 0 | : | : | : | : | 3714 | 0 | 0 | 0 | 0 | 0 | 0 | 0 | 0 | 0 | 0 | 0 | 0 | 128 | 0 | 125 | 560 | 0 | 557 | 3026 | 0 | 0 | 0 | 0 | 0 | 3026 | 0 | 0 | ACHP | 0 | Refinery gas and ethane
Transformation input in Autoproducer Conventional Power Stations | 2305 | 0 | 0 | 0 | 0 | : | : | : | : | 2305 | 0 | 0 | 0 | 0 | 0 | 0 | 0 | 0 | 0 | 0 | 0 | 0 | 43 | 0 | 42 | 1240 | 197 | 1035 | 1022 | 0 | 0 | 0 | 0 | 0 | 1022 | 0 | 0 | AEO | 0.158 | Fuel Oil - Low Sulphur (< 1%)
Transformation input in Autoproducer Electricity Plants | 1292 | 0 | 0 | 0 | 0 | : | : | : | : | 1292 | 0 | 0 | 0 | 0 | 0 | 0 | 0 | 0 | 0 | 0 | 0 | 0 | 43 | 0 | 42 | 800 | 158 | 637 | 450 | 0 | 0 | 0 | 0 | 0 | 450 | 0 | 0 | ACHP | 0.039 | Fuel Oil - Low Sulphur (< 1%)
Transformation input in Autoproducer CHP Plants | 1013 | 0 | 0 | 0 | 0 | : | : | : | : | 1013 | 0 | 0 | 0 | 0 | 0 | 0 | 0 | 0 | 0 | 0 | 0 | 0 | 0 | 0 | 0 | 440 | 39 | 398 | 573 | 0 | 0 | 0 | 0 | 0 | 573 | 0 | 0 | AEO | 0.637 | Fuel Oil - High Sulphur (>= 1%)
[38 empty] | ACHP | 0.398 | Fuel Oil - High Sulphur (>= 1%)
Special value:
: | not available
UNIT | Terajoule
TIME | 2005
GEO | Denmark
INDIC_NRG/PRODUCT | Total petroleum products | Crude oil, feedstocks and other hydrocarbons | Crude Oil | Natural Gas Liquids | Crude oil and NGL | Feedstocks and other hydrocarbons | Refinery Feedstocks | Additives/Oxygenates | Other Hydrocarbons | All petroleum products | Refinery gas and ethane | Refinery Gas (not. Liquid) | Ethane | LPG | Motor spirit | Motor Gasoline | Aviation Gasoline | Kerosenes - Jet Fuels | Other Kerosene | Gasoline Type Jet Fuel | Kerosene Type Jet Fuel | Naphta | Gas/Diesel oil | Transport Diesel | Heating and other Gasoil | Residual Fuel Oil | Fuel Oil - Low Sulphur (< 1%) | Fuel Oil - High Sulphur (>= 1%) | Other petroleum products | White Spirit and SBP | Lubricants | Bitumen | Petroleum Coke | Paraffin Waxes | Other Oil Products | Biogasoline | Biodiesels |  | Denmark
Transformation input in Main Activity Producer Conventional Power Stations | 12223 | 0 | 0 | 0 | 0 | : | : | : | : | 12223 | 0 | 0 | 0 | 0 | 0 | 0 | 0 | 0 | 0 | 0 | 0 | 0 | 383 | 0 | 384 | 11840 | 5366 | 6667 | 0 | 0 | 0 | 0 | 0 | 0 | 0 | 0 | 0 | Transformation input in Autoproducer Electricity Plants | 0 | Total petroleum products
Transformation input in Main Activity Producer Electricity Plants | 168 | 0 | 0 | 0 | 0 | : | : | : | : | 168 | 0 | 0 | 0 | 0 | 0 | 0 | 0 | 0 | 0 | 0 | 0 | 0 | 128 | 0 | 128 | 40 | 41 | 0 | 0 | 0 | 0 | 0 | 0 | 0 | 0 | 0 | 0 | AEO | 0 | Refinery gas and ethane
Transformation input in Main Activity Producer CHP Plants | 12056 | 0 | 0 | 0 | 0 | : | : | : | : | 12056 | 0 | 0 | 0 | 0 | 0 | 0 | 0 | 0 | 0 | 0 | 0 | 0 | 256 | 0 | 256 | 11800 | 5325 | 6667 | 0 | 0 | 0 | 0 | 0 | 0 | 0 | 0 | 0 | ACHP | 1.56 | Refinery gas and ethane
Transformation input in Autoproducer Conventional Power Stations | 2243 | 0 | 0 | 0 | 0 | : | : | : | : | 2243 | 1560 | 1560 | 0 | 0 | 0 | 0 | 0 | 0 | 0 | 0 | 0 | 0 | 43 | 0 | 43 | 640 | 650 | 0 | 0 | 0 | 0 | 0 | 0 | 0 | 0 | 0 | 0 | AEO | 0 | Fuel Oil - Low Sulphur (< 1%)
Transformation input in Autoproducer Electricity Plants | 0 | 0 | 0 | 0 | 0 | : | : | : | : | 0 | 0 | 0 | 0 | 0 | 0 | 0 | 0 | 0 | 0 | 0 | 0 | 0 | 0 | 0 | 0 | 0 | 0 | 0 | 0 | 0 | 0 | 0 | 0 | 0 | 0 | 0 | 0 | ACHP | 0.65 | Fuel Oil - Low Sulphur (< 1%)
Transformation input in Autoproducer CHP Plants | 2243 | 0 | 0 | 0 | 0 | : | : | : | : | 2243 | 1560 | 1560 | 0 | 0 | 0 | 0 | 0 | 0 | 0 | 0 | 0 | 0 | 43 | 0 | 43 | 640 | 650 | 0 | 0 | 0 | 0 | 0 | 0 | 0 | 0 | 0 | 0 | AEO | 0 | Fuel Oil - High Sulphur (>= 1%)
[38 empty] | ACHP | 0 | Fuel Oil - High Sulphur (>= 1%)
Special value:
: | not available
UNIT | Terajoule
TIME | 2005
GEO | Germany (until 1990 former territory of the FRG)
INDIC_NRG/PRODUCT | Total petroleum products | Crude oil, feedstocks and other hydrocarbons | Crude Oil | Natural Gas Liquids | Crude oil and NGL | Feedstocks and other hydrocarbons | Refinery Feedstocks | Additives/Oxygenates | Other Hydrocarbons | All petroleum products | Refinery gas and ethane | Refinery Gas (not. Liquid) | Ethane | LPG | Motor spirit | Motor Gasoline | Aviation Gasoline | Kerosenes - Jet Fuels | Other Kerosene | Gasoline Type Jet Fuel | Kerosene Type Jet Fuel | Naphta | Gas/Diesel oil | Transport Diesel | Heating and other Gasoil | Residual Fuel Oil | Fuel Oil - Low Sulphur (< 1%) | Fuel Oil - High Sulphur (>= 1%) | Other petroleum products | White Spirit and SBP | Lubricants | Bitumen | Petroleum Coke | Paraffin Waxes | Other Oil Products | Biogasoline | Biodiesels |  | Germany (until 1990 former territory of the FRG)
Transformation input in Main Activity Producer Conventional Power Stations | 38880 | 0 | 0 | 0 | 0 | : | : | : | : | 38880 | 0 | 0 | 0 | 0 | 0 | 0 | 0 | 0 | 0 | 0 | 0 | 0 | 9457 | 0 | 9499 | 14880 | 0 | 0 | 14542 | 0 | 0 | 0 | 14542 | 0 | 0 | 0 | 0 | Transformation input in Autoproducer Electricity Plants | 19.78 | Total petroleum products
Transformation input in Main Activity Producer Electricity Plants | 33696 | 0 | 0 | 0 | 0 | : | : | : | : | 33696 | 0 | 0 | 0 | 0 | 0 | 0 | 0 | 0 | 0 | 0 | 0 | 0 | 6433 | 0 | 6461 | 14040 | 0 | 0 | 13223 | 0 | 0 | 0 | 13223 | 0 | 0 | 0 | 0 | AEO | 4.03 | Refinery gas and ethane
Transformation input in Main Activity Producer CHP Plants | 5184 | 0 | 0 | 0 | 0 | : | : | : | : | 5184 | 0 | 0 | 0 | 0 | 0 | 0 | 0 | 0 | 0 | 0 | 0 | 0 | 3025 | 0 | 3038 | 840 | 0 | 0 | 1319 | 0 | 0 | 0 | 1319 | 0 | 0 | 0 | 0 | ACHP | 1.436 | Refinery gas and ethane
Transformation input in Autoproducer Conventional Power Stations | 46335 | 0 | 0 | 0 | 0 | : | : | : | : | 46335 | 5466 | 5466 | 0 | 46 | 0 | 0 | 0 | 0 | 0 | 0 | 0 | 0 | 2939 | 0 | 2953 | 36960 | 0 | 0 | 924 | 0 | 0 | 0 | 0 | 0 | 924 | 0 | 0 | AEO | 0 | Fuel Oil - Low Sulphur (< 1%)
Transformation input in Autoproducer Electricity Plants | 19780 | 0 | 0 | 0 | 0 | : | : | : | : | 19780 | 4030 | 4030 | 0 | 0 | 0 | 0 | 0 | 0 | 0 | 0 | 0 | 0 | 1150 | 0 | 1155 | 14600 | 0 | 0 | 0 | 0 | 0 | 0 | 0 | 0 | 0 | 0 | 0 | ACHP | 0 | Fuel Oil - Low Sulphur (< 1%)
Transformation input in Autoproducer CHP Plants | 26555 | 0 | 0 | 0 | 0 | : | : | : | : | 26555 | 1436 | 1436 | 0 | 46 | 0 | 0 | 0 | 0 | 0 | 0 | 0 | 0 | 1789 | 0 | 1797 | 22360 | 0 | 0 | 924 | 0 | 0 | 0 | 0 | 0 | 924 | 0 | 0 | AEO | 0 | Fuel Oil - High Sulphur (>= 1%)
[38 empty] | ACHP | 0 | Fuel Oil - High Sulphur (>= 1%)
Special value:
: | not available
UNIT | Terajoule
TIME | 2005
GEO | Estonia
INDIC_NRG/PRODUCT | Total petroleum products | Crude oil, feedstocks and other hydrocarbons | Crude Oil | Natural Gas Liquids | Crude oil and NGL | Feedstocks and other hydrocarbons | Refinery Feedstocks | Additives/Oxygenates | Other Hydrocarbons | All petroleum products | Refinery gas and ethane | Refinery Gas (not. Liquid) | Ethane | LPG | Motor spirit | Motor Gasoline | Aviation Gasoline | Kerosenes - Jet Fuels | Other Kerosene | Gasoline Type Jet Fuel | Kerosene Type Jet Fuel | Naphta | Gas/Diesel oil | Transport Diesel | Heating and other Gasoil | Residual Fuel Oil | Fuel Oil - Low Sulphur (< 1%) | Fuel Oil - High Sulphur (>= 1%) | Other petroleum products | White Spirit and SBP | Lubricants | Bitumen | Petroleum Coke | Paraffin Waxes | Other Oil Products | Biogasoline | Biodiesels |  | Estonia
Transformation input in Main Activity Producer Conventional Power Stations | 400 | 0 | 0 | 0 | 0 | : | : | : | : | 400 | 0 | 0 | 0 | 0 | 0 | 0 | 0 | 0 | 0 | 0 | 0 | 0 | 0 | 0 | 0 | 400 | 400 | 0 | 0 | 0 | 0 | 0 | 0 | 0 | 0 | 0 | 0 | Transformation input in Autoproducer Electricity Plants | 0 | Total petroleum products
Transformation input in Main Activity Producer Electricity Plants | 320 | 0 | 0 | 0 | 0 | : | : | : | : | 320 | 0 | 0 | 0 | 0 | 0 | 0 | 0 | 0 | 0 | 0 | 0 | 0 | 0 | 0 | 0 | 320 | 320 | 0 | 0 | 0 | 0 | 0 | 0 | 0 | 0 | 0 | 0 | AEO | 0 | Refinery gas and ethane
Transformation input in Main Activity Producer CHP Plants | 80 | 0 | 0 | 0 | 0 | : | : | : | : | 80 | 0 | 0 | 0 | 0 | 0 | 0 | 0 | 0 | 0 | 0 | 0 | 0 | 0 | 0 | 0 | 80 | 80 | 0 | 0 | 0 | 0 | 0 | 0 | 0 | 0 | 0 | 0 | ACHP | 0 | Refinery gas and ethane
Transformation input in Autoproducer Conventional Power Stations | 0 | 0 | 0 | 0 | 0 | : | : | : | : | 0 | 0 | 0 | 0 | 0 | 0 | 0 | 0 | 0 | 0 | 0 | 0 | 0 | 0 | 0 | 0 | 0 | 0 | 0 | 0 | 0 | 0 | 0 | 0 | 0 | 0 | 0 | 0 | AEO | 0 | Fuel Oil - Low Sulphur (< 1%)
Transformation input in Autoproducer Electricity Plants | 0 | 0 | 0 | 0 | 0 | : | : | : | : | 0 | 0 | 0 | 0 | 0 | 0 | 0 | 0 | 0 | 0 | 0 | 0 | 0 | 0 | 0 | 0 | 0 | 0 | 0 | 0 | 0 | 0 | 0 | 0 | 0 | 0 | 0 | 0 | ACHP | 0 | Fuel Oil - Low Sulphur (< 1%)
Transformation input in Autoproducer CHP Plants | 0 | 0 | 0 | 0 | 0 | : | : | : | : | 0 | 0 | 0 | 0 | 0 | 0 | 0 | 0 | 0 | 0 | 0 | 0 | 0 | 0 | 0 | 0 | 0 | 0 | 0 | 0 | 0 | 0 | 0 | 0 | 0 | 0 | 0 | 0 | AEO | 0 | Fuel Oil - High Sulphur (>= 1%)
[38 empty] | ACHP | 0 | Fuel Oil - High Sulphur (>= 1%)
Special value:
: | not available
UNIT | Terajoule
TIME | 2005
GEO | Ireland
INDIC_NRG/PRODUCT | Total petroleum products | Crude oil, feedstocks and other hydrocarbons | Crude Oil | Natural Gas Liquids | Crude oil and NGL | Feedstocks and other hydrocarbons | Refinery Feedstocks | Additives/Oxygenates | Other Hydrocarbons | All petroleum products | Refinery gas and ethane | Refinery Gas (not. Liquid) | Ethane | LPG | Motor spirit | Motor Gasoline | Aviation Gasoline | Kerosenes - Jet Fuels | Other Kerosene | Gasoline Type Jet Fuel | Kerosene Type Jet Fuel | Naphta | Gas/Diesel oil | Transport Diesel | Heating and other Gasoil | Residual Fuel Oil | Fuel Oil - Low Sulphur (< 1%) | Fuel Oil - High Sulphur (>= 1%) | Other petroleum products | White Spirit and SBP | Lubricants | Bitumen | Petroleum Coke | Paraffin Waxes | Other Oil Products | Biogasoline | Biodiesels |  | Ireland
Transformation input in Main Activity Producer Conventional Power Stations | 32092 | 0 | 0 | 0 | 0 | : | : | : | : | 32092 | 0 | 0 | 0 | 0 | 0 | 0 | 0 | 0 | 0 | 0 | 0 | 0 | 2812 | 0 | 2812 | 29280 | 29280 | 0 | 0 | 0 | 0 | 0 | 0 | 0 | 0 | 0 | 0 | Transformation input in Autoproducer Electricity Plants | 0 | Total petroleum products
Transformation input in Main Activity Producer Electricity Plants | 32092 | 0 | 0 | 0 | 0 | : | : | : | : | 32092 | 0 | 0 | 0 | 0 | 0 | 0 | 0 | 0 | 0 | 0 | 0 | 0 | 2812 | 0 | 2812 | 29280 | 29280 | 0 | 0 | 0 | 0 | 0 | 0 | 0 | 0 | 0 | 0 | AEO | 0 | Refinery gas and ethane
Transformation input in Main Activity Producer CHP Plants | 0 | 0 | 0 | 0 | 0 | : | : | : | : | 0 | 0 | 0 | 0 | 0 | 0 | 0 | 0 | 0 | 0 | 0 | 0 | 0 | 0 | 0 | 0 | 0 | 0 | 0 | 0 | 0 | 0 | 0 | 0 | 0 | 0 | 0 | 0 | ACHP | 0 | Refinery gas and ethane
Transformation input in Autoproducer Conventional Power Stations | 0 | 0 | 0 | 0 | 0 | : | : | : | : | 0 | 0 | 0 | 0 | 0 | 0 | 0 | 0 | 0 | 0 | 0 | 0 | 0 | 0 | 0 | 0 | 0 | 0 | 0 | 0 | 0 | 0 | 0 | 0 | 0 | 0 | 0 | 0 | AEO | 0 | Fuel Oil - Low Sulphur (< 1%)
Transformation input in Autoproducer Electricity Plants | 0 | 0 | 0 | 0 | 0 | : | : | : | : | 0 | 0 | 0 | 0 | 0 | 0 | 0 | 0 | 0 | 0 | 0 | 0 | 0 | 0 | 0 | 0 | 0 | 0 | 0 | 0 | 0 | 0 | 0 | 0 | 0 | 0 | 0 | 0 | ACHP | 0 | Fuel Oil - Low Sulphur (< 1%)
Transformation input in Autoproducer CHP Plants | 0 | 0 | 0 | 0 | 0 | : | : | : | : | 0 | 0 | 0 | 0 | 0 | 0 | 0 | 0 | 0 | 0 | 0 | 0 | 0 | 0 | 0 | 0 | 0 | 0 | 0 | 0 | 0 | 0 | 0 | 0 | 0 | 0 | 0 | 0 | AEO | 0 | Fuel Oil - High Sulphur (>= 1%)
[38 empty] | ACHP | 0 | Fuel Oil - High Sulphur (>= 1%)
Special value:
: | not available
UNIT | Terajoule
TIME | 2005
GEO | Greece
INDIC_NRG/PRODUCT | Total petroleum products | Crude oil, feedstocks and other hydrocarbons | Crude Oil | Natural Gas Liquids | Crude oil and NGL | Feedstocks and other hydrocarbons | Refinery Feedstocks | Additives/Oxygenates | Other Hydrocarbons | All petroleum products | Refinery gas and ethane | Refinery Gas (not. Liquid) | Ethane | LPG | Motor spirit | Motor Gasoline | Aviation Gasoline | Kerosenes - Jet Fuels | Other Kerosene | Gasoline Type Jet Fuel | Kerosene Type Jet Fuel | Naphta | Gas/Diesel oil | Transport Diesel | Heating and other Gasoil | Residual Fuel Oil | Fuel Oil - Low Sulphur (< 1%) | Fuel Oil - High Sulphur (>= 1%) | Other petroleum products | White Spirit and SBP | Lubricants | Bitumen | Petroleum Coke | Paraffin Waxes | Other Oil Products | Biogasoline | Biodiesels |  | Greece
Transformation input in Main Activity Producer Conventional Power Stations | 82075 | 0 | 0 | 0 | 0 | : | : | : | : | 82075 | 0 | 0 | 0 | 0 | 0 | 0 | 0 | 0 | 0 | 0 | 0 | 0 | 18275 | 0 | 18275 | 63800 | 5120 | 58680 | 0 | 0 | 0 | 0 | 0 | 0 | 0 | 0 | 0 | Transformation input in Autoproducer Electricity Plants | 0 | Total petroleum products
Transformation input in Main Activity Producer Electricity Plants | 81862 | 0 | 0 | 0 | 0 | : | : | : | : | 81862 | 0 | 0 | 0 | 0 | 0 | 0 | 0 | 0 | 0 | 0 | 0 | 0 | 18062 | 0 | 18062 | 63800 | 5120 | 58680 | 0 | 0 | 0 | 0 | 0 | 0 | 0 | 0 | 0 | AEO | 0 | Refinery gas and ethane
Transformation input in Main Activity Producer CHP Plants | 213 | 0 | 0 | 0 | 0 | : | : | : | : | 213 | 0 | 0 | 0 | 0 | 0 | 0 | 0 | 0 | 0 | 0 | 0 | 0 | 213 | 0 | 213 | 0 | 0 | 0 | 0 | 0 | 0 | 0 | 0 | 0 | 0 | 0 | 0 | ACHP | 0 | Refinery gas and ethane
Transformation input in Autoproducer Conventional Power Stations | 240 | 0 | 0 | 0 | 0 | : | : | : | : | 240 | 0 | 0 | 0 | 0 | 0 | 0 | 0 | 0 | 0 | 0 | 0 | 0 | 0 | 0 | 0 | 240 | 0 | 240 | 0 | 0 | 0 | 0 | 0 | 0 | 0 | 0 | 0 | AEO | 0 | Fuel Oil - Low Sulphur (< 1%)
Transformation input in Autoproducer Electricity Plants | 0 | 0 | 0 | 0 | 0 | : | : | : | : | 0 | 0 | 0 | 0 | 0 | 0 | 0 | 0 | 0 | 0 | 0 | 0 | 0 | 0 | 0 | 0 | 0 | 0 | 0 | 0 | 0 | 0 | 0 | 0 | 0 | 0 | 0 | 0 | ACHP | 0 | Fuel Oil - Low Sulphur (< 1%)
Transformation input in Autoproducer CHP Plants | 240 | 0 | 0 | 0 | 0 | : | : | : | : | 240 | 0 | 0 | 0 | 0 | 0 | 0 | 0 | 0 | 0 | 0 | 0 | 0 | 0 | 0 | 0 | 240 | 0 | 240 | 0 | 0 | 0 | 0 | 0 | 0 | 0 | 0 | 0 | AEO | 0 | Fuel Oil - High Sulphur (>= 1%)
[38 empty] | ACHP | 0.24 | Fuel Oil - High Sulphur (>= 1%)
Special value:
: | not available
UNIT | Terajoule
TIME | 2005
GEO | Spain
INDIC_NRG/PRODUCT | Total petroleum products | Crude oil, feedstocks and other hydrocarbons | Crude Oil | Natural Gas Liquids | Crude oil and NGL | Feedstocks and other hydrocarbons | Refinery Feedstocks | Additives/Oxygenates | Other Hydrocarbons | All petroleum products | Refinery gas and ethane | Refinery Gas (not. Liquid) | Ethane | LPG | Motor spirit | Motor Gasoline | Aviation Gasoline | Kerosenes - Jet Fuels | Other Kerosene | Gasoline Type Jet Fuel | Kerosene Type Jet Fuel | Naphta | Gas/Diesel oil | Transport Diesel | Heating and other Gasoil | Residual Fuel Oil | Fuel Oil - Low Sulphur (< 1%) | Fuel Oil - High Sulphur (>= 1%) | Other petroleum products | White Spirit and SBP | Lubricants | Bitumen | Petroleum Coke | Paraffin Waxes | Other Oil Products | Biogasoline | Biodiesels |  | Spain
Transformation input in Main Activity Producer Conventional Power Stations | 184080 | 0 | 0 | 0 | 0 | : | : | : | : | 184080 | 0 | 0 | 0 | 0 | 0 | 0 | 0 | 0 | 0 | 0 | 0 | 0 | 0 | 0 | 0 | 177040 | 105600 | 71440 | 7040 | 0 | 0 | 0 | 7040 | 0 | 0 | 0 | 0 | Transformation input in Autoproducer Electricity Plants | 0 | Total petroleum products
Transformation input in Main Activity Producer Electricity Plants | 184080 | 0 | 0 | 0 | 0 | : | : | : | : | 184080 | 0 | 0 | 0 | 0 | 0 | 0 | 0 | 0 | 0 | 0 | 0 | 0 | 0 | 0 | 0 | 177040 | 105600 | 71440 | 7040 | 0 | 0 | 0 | 7040 | 0 | 0 | 0 | 0 | AEO | 0 | Refinery gas and ethane
Transformation input in Main Activity Producer CHP Plants | 0 | 0 | 0 | 0 | 0 | : | : | : | : | 0 | 0 | 0 | 0 | 0 | 0 | 0 | 0 | 0 | 0 | 0 | 0 | 0 | 0 | 0 | 0 | 0 | 0 | 0 | 0 | 0 | 0 | 0 | 0 | 0 | 0 | 0 | 0 | ACHP | 0 | Refinery gas and ethane
Transformation input in Autoproducer Conventional Power Stations | 35680 | 0 | 0 | 0 | 0 | : | : | : | : | 35680 | 0 | 0 | 0 | 0 | 0 | 0 | 0 | 0 | 0 | 0 | 0 | 0 | 0 | 0 | 0 | 35680 | 20520 | 15160 | 0 | 0 | 0 | 0 | 0 | 0 | 0 | 0 | 0 | AEO | 0 | Fuel Oil - Low Sulphur (< 1%)
Transformation input in Autoproducer Electricity Plants | 0 | 0 | 0 | 0 | 0 | : | : | : | : | 0 | 0 | 0 | 0 | 0 | 0 | 0 | 0 | 0 | 0 | 0 | 0 | 0 | 0 | 0 | 0 | 0 | 0 | 0 | 0 | 0 | 0 | 0 | 0 | 0 | 0 | 0 | 0 | ACHP | 20.52 | Fuel Oil - Low Sulphur (< 1%)
Transformation input in Autoproducer CHP Plants | 35680 | 0 | 0 | 0 | 0 | : | : | : | : | 35680 | 0 | 0 | 0 | 0 | 0 | 0 | 0 | 0 | 0 | 0 | 0 | 0 | 0 | 0 | 0 | 35680 | 20520 | 15160 | 0 | 0 | 0 | 0 | 0 | 0 | 0 | 0 | 0 | AEO | 0 | Fuel Oil - High Sulphur (>= 1%)
[38 empty] | ACHP | 15.16 | Fuel Oil - High Sulphur (>= 1%)
Special value:
: | not available
UNIT | Terajoule
TIME | 2005
GEO | France
INDIC_NRG/PRODUCT | Total petroleum products | Crude oil, feedstocks and other hydrocarbons | Crude Oil | Natural Gas Liquids | Crude oil and NGL | Feedstocks and other hydrocarbons | Refinery Feedstocks | Additives/Oxygenates | Other Hydrocarbons | All petroleum products | Refinery gas and ethane | Refinery Gas (not. Liquid) | Ethane | LPG | Motor spirit | Motor Gasoline | Aviation Gasoline | Kerosenes - Jet Fuels | Other Kerosene | Gasoline Type Jet Fuel | Kerosene Type Jet Fuel | Naphta | Gas/Diesel oil | Transport Diesel | Heating and other Gasoil | Residual Fuel Oil | Fuel Oil - Low Sulphur (< 1%) | Fuel Oil - High Sulphur (>= 1%) | Other petroleum products | White Spirit and SBP | Lubricants | Bitumen | Petroleum Coke | Paraffin Waxes | Other Oil Products | Biogasoline | Biodiesels |  | France
Transformation input in Main Activity Producer Conventional Power Stations | 68005 | 0 | 0 | 0 | 0 | : | : | : | : | 68005 | 0 | 0 | 0 | 0 | 0 | 0 | 0 | 0 | 0 | 0 | 0 | 0 | 3621 | 0 | 3621 | 46640 | 46640 | 0 | 17744 | 0 | 0 | 0 | 6624 | 0 | 11120 | 0 | 0 | Transformation input in Autoproducer Electricity Plants | 9.645 | Total petroleum products
Transformation input in Main Activity Producer Electricity Plants | 56360 | 0 | 0 | 0 | 0 | : | : | : | : | 56360 | 0 | 0 | 0 | 0 | 0 | 0 | 0 | 0 | 0 | 0 | 0 | 0 | 3536 | 0 | 3536 | 46200 | 46200 | 0 | 6624 | 0 | 0 | 0 | 6624 | 0 | 0 | 0 | 0 | AEO | 0 | Refinery gas and ethane
Transformation input in Main Activity Producer CHP Plants | 11645 | 0 | 0 | 0 | 0 | : | : | : | : | 11645 | 0 | 0 | 0 | 0 | 0 | 0 | 0 | 0 | 0 | 0 | 0 | 0 | 85 | 0 | 85 | 440 | 440 | 0 | 11120 | 0 | 0 | 0 | 0 | 0 | 11120 | 0 | 0 | ACHP | 0.446 | Refinery gas and ethane
Transformation input in Autoproducer Conventional Power Stations | 23458 | 0 | 0 | 0 | 0 | : | : | : | : | 23458 | 446 | 0 | 446 | 0 | 0 | 0 | 0 | 0 | 0 | 0 | 0 | 0 | 2173 | 0 | 2173 | 13960 | 13960 | 0 | 6880 | 0 | 0 | 0 | 0 | 0 | 6880 | 0 | 0 | AEO | 7.52 | Fuel Oil - Low Sulphur (< 1%)
Transformation input in Autoproducer Electricity Plants | 9645 | 0 | 0 | 0 | 0 | : | : | : | : | 9645 | 0 | 0 | 0 | 0 | 0 | 0 | 0 | 0 | 0 | 0 | 0 | 0 | 2045 | 0 | 2045 | 7520 | 7520 | 0 | 80 | 0 | 0 | 0 | 0 | 0 | 80 | 0 | 0 | ACHP | 6.44 | Fuel Oil - Low Sulphur (< 1%)
Transformation input in Autoproducer CHP Plants | 13813 | 0 | 0 | 0 | 0 | : | : | : | : | 13813 | 446 | 0 | 446 | 0 | 0 | 0 | 0 | 0 | 0 | 0 | 0 | 0 | 128 | 0 | 128 | 6440 | 6440 | 0 | 6800 | 0 | 0 | 0 | 0 | 0 | 6800 | 0 | 0 | AEO | 0 | Fuel Oil - High Sulphur (>= 1%)
[38 empty] | ACHP | 0 | Fuel Oil - High Sulphur (>= 1%)
Special value:
: | not available
UNIT | Terajoule
TIME | 2005
GEO | Italy
INDIC_NRG/PRODUCT | Total petroleum products | Crude oil, feedstocks and other hydrocarbons | Crude Oil | Natural Gas Liquids | Crude oil and NGL | Feedstocks and other hydrocarbons | Refinery Feedstocks | Additives/Oxygenates | Other Hydrocarbons | All petroleum products | Refinery gas and ethane | Refinery Gas (not. Liquid) | Ethane | LPG | Motor spirit | Motor Gasoline | Aviation Gasoline | Kerosenes - Jet Fuels | Other Kerosene | Gasoline Type Jet Fuel | Kerosene Type Jet Fuel | Naphta | Gas/Diesel oil | Transport Diesel | Heating and other Gasoil | Residual Fuel Oil | Fuel Oil - Low Sulphur (< 1%) | Fuel Oil - High Sulphur (>= 1%) | Other petroleum products | White Spirit and SBP | Lubricants | Bitumen | Petroleum Coke | Paraffin Waxes | Other Oil Products | Biogasoline | Biodiesels |  | Italy
Transformation input in Main Activity Producer Conventional Power Stations | 372800 | 0 | 0 | 0 | 0 | : | : | : | : | 372800 | 5000 | 5000 | 0 | 506 | 0 | 0 | 0 | 0 | 0 | 0 | 0 | 264 | 8392 | 0 | 8392 | 258320 | 214840 | 43480 | 100318 | 0 | 0 | 78 | 0 | 0 | 100240 | 0 | 0 | Transformation input in Autoproducer Electricity Plants | 19.855 | Total petroleum products
Transformation input in Main Activity Producer Electricity Plants | 256635 | 0 | 0 | 0 | 0 | : | : | : | : | 256635 | 0 | 0 | 0 | 46 | 0 | 0 | 0 | 0 | 0 | 0 | 0 | 0 | 5751 | 0 | 5751 | 246240 | 202760 | 43480 | 4598 | 0 | 0 | 78 | 0 | 0 | 4520 | 0 | 0 | AEO | 0.05 | Refinery gas and ethane
Transformation input in Main Activity Producer CHP Plants | 116165 | 0 | 0 | 0 | 0 | : | : | : | : | 116165 | 5000 | 5000 | 0 | 460 | 0 | 0 | 0 | 0 | 0 | 0 | 0 | 264 | 2641 | 0 | 2641 | 12080 | 12080 | 0 | 95720 | 0 | 0 | 0 | 0 | 0 | 95720 | 0 | 0 | ACHP | 28.908 | Refinery gas and ethane
Transformation input in Autoproducer Conventional Power Stations | 132930 | 0 | 0 | 0 | 0 | : | : | : | : | 132930 | 28958 | 28958 | 0 | 506 | 0 | 0 | 0 | 0 | 0 | 0 | 0 | 0 | 298 | 0 | 298 | 66920 | 54720 | 12200 | 36248 | 0 | 0 | 0 | 8448 | 0 | 27800 | 0 | 0 | AEO | 2.72 | Fuel Oil - Low Sulphur (< 1%)
Transformation input in Autoproducer Electricity Plants | 19855 | 0 | 0 | 0 | 0 | : | : | : | : | 19855 | 50 | 50 | 0 | 0 | 0 | 0 | 0 | 0 | 0 | 0 | 0 | 0 | 85 | 0 | 85 | 2720 | 2720 | 0 | 17000 | 0 | 0 | 0 | 0 | 0 | 17000 | 0 | 0 | ACHP | 52 | Fuel Oil - Low Sulphur (< 1%)
Transformation input in Autoproducer CHP Plants | 113075 | 0 | 0 | 0 | 0 | : | : | : | : | 113075 | 28908 | 28908 | 0 | 506 | 0 | 0 | 0 | 0 | 0 | 0 | 0 | 0 | 213 | 0 | 213 | 64200 | 52000 | 12200 | 19248 | 0 | 0 | 0 | 8448 | 0 | 10800 | 0 | 0 | AEO | 0 | Fuel Oil - High Sulphur (>= 1%)
[38 empty] | ACHP | 12.2 | Fuel Oil - High Sulphur (>= 1%)
Special value:
: | not available
UNIT | Terajoule
TIME | 2005
GEO | Cyprus
INDIC_NRG/PRODUCT | Total petroleum products | Crude oil, feedstocks and other hydrocarbons | Crude Oil | Natural Gas Liquids | Crude oil and NGL | Feedstocks and other hydrocarbons | Refinery Feedstocks | Additives/Oxygenates | Other Hydrocarbons | All petroleum products | Refinery gas and ethane | Refinery Gas (not. Liquid) | Ethane | LPG | Motor spirit | Motor Gasoline | Aviation Gasoline | Kerosenes - Jet Fuels | Other Kerosene | Gasoline Type Jet Fuel | Kerosene Type Jet Fuel | Naphta | Gas/Diesel oil | Transport Diesel | Heating and other Gasoil | Residual Fuel Oil | Fuel Oil - Low Sulphur (< 1%) | Fuel Oil - High Sulphur (>= 1%) | Other petroleum products | White Spirit and SBP | Lubricants | Bitumen | Petroleum Coke | Paraffin Waxes | Other Oil Products | Biogasoline | Biodiesels |  | Cyprus
Transformation input in Main Activity Producer Conventional Power Stations | 44842 | 0 | 0 | 0 | 0 | : | : | : | : | 44842 | 0 | 0 | 0 | 0 | 0 | 0 | 0 | 0 | 0 | 0 | 0 | 0 | 682 | 0 | 682 | 44160 | 0 | 44160 | 0 | 0 | 0 | 0 | 0 | 0 | 0 | 0 | 0 | Transformation input in Autoproducer Electricity Plants | 0 | Total petroleum products
Transformation input in Main Activity Producer Electricity Plants | 44842 | 0 | 0 | 0 | 0 | : | : | : | : | 44842 | 0 | 0 | 0 | 0 | 0 | 0 | 0 | 0 | 0 | 0 | 0 | 0 | 682 | 0 | 682 | 44160 | 0 | 44160 | 0 | 0 | 0 | 0 | 0 | 0 | 0 | 0 | 0 | AEO | 0 | Refinery gas and ethane
Transformation input in Main Activity Producer CHP Plants | 0 | 0 | 0 | 0 | 0 | : | : | : | : | 0 | 0 | 0 | 0 | 0 | 0 | 0 | 0 | 0 | 0 | 0 | 0 | 0 | 0 | 0 | 0 | 0 | 0 | 0 | 0 | 0 | 0 | 0 | 0 | 0 | 0 | 0 | 0 | ACHP | 0 | Refinery gas and ethane
Transformation input in Autoproducer Conventional Power Stations | 240 | 0 | 0 | 0 | 0 | : | : | : | : | 240 | 0 | 0 | 0 | 0 | 0 | 0 | 0 | 0 | 0 | 0 | 0 | 0 | 0 | 0 | 0 | 240 | 0 | 240 | 0 | 0 | 0 | 0 | 0 | 0 | 0 | 0 | 0 | AEO | 0 | Fuel Oil - Low Sulphur (< 1%)
Transformation input in Autoproducer Electricity Plants | 0 | 0 | 0 | 0 | 0 | : | : | : | : | 0 | 0 | 0 | 0 | 0 | 0 | 0 | 0 | 0 | 0 | 0 | 0 | 0 | 0 | 0 | 0 | 0 | 0 | 0 | 0 | 0 | 0 | 0 | 0 | 0 | 0 | 0 | 0 | ACHP | 0 | Fuel Oil - Low Sulphur (< 1%)
Transformation input in Autoproducer CHP Plants | 240 | 0 | 0 | 0 | 0 | : | : | : | : | 240 | 0 | 0 | 0 | 0 | 0 | 0 | 0 | 0 | 0 | 0 | 0 | 0 | 0 | 0 | 0 | 240 | 0 | 240 | 0 | 0 | 0 | 0 | 0 | 0 | 0 | 0 | 0 | AEO | 0 | Fuel Oil - High Sulphur (>= 1%)
[38 empty] | ACHP | 0.24 | Fuel Oil - High Sulphur (>= 1%)
Special value:
: | not available
UNIT | Terajoule
TIME | 2005
GEO | Latvia
INDIC_NRG/PRODUCT | Total petroleum products | Crude oil, feedstocks and other hydrocarbons | Crude Oil | Natural Gas Liquids | Crude oil and NGL | Feedstocks and other hydrocarbons | Refinery Feedstocks | Additives/Oxygenates | Other Hydrocarbons | All petroleum products | Refinery gas and ethane | Refinery Gas (not. Liquid) | Ethane | LPG | Motor spirit | Motor Gasoline | Aviation Gasoline | Kerosenes - Jet Fuels | Other Kerosene | Gasoline Type Jet Fuel | Kerosene Type Jet Fuel | Naphta | Gas/Diesel oil | Transport Diesel | Heating and other Gasoil | Residual Fuel Oil | Fuel Oil - Low Sulphur (< 1%) | Fuel Oil - High Sulphur (>= 1%) | Other petroleum products | White Spirit and SBP | Lubricants | Bitumen | Petroleum Coke | Paraffin Waxes | Other Oil Products | Biogasoline | Biodiesels |  | Latvia
Transformation input in Main Activity Producer Conventional Power Stations | 560 | 0 | 0 | 0 | 0 | : | : | : | : | 560 | 0 | 0 | 0 | 0 | 0 | 0 | 0 | 0 | 0 | 0 | 0 | 0 | 0 | 0 | 0 | 560 | 0 | 568 | 0 | 0 | 0 | 0 | 0 | 0 | 0 | 0 | 0 | Transformation input in Autoproducer Electricity Plants | 0 | Total petroleum products
Transformation input in Main Activity Producer Electricity Plants | 0 | 0 | 0 | 0 | 0 | : | : | : | : | 0 | 0 | 0 | 0 | 0 | 0 | 0 | 0 | 0 | 0 | 0 | 0 | 0 | 0 | 0 | 0 | 0 | 0 | 0 | 0 | 0 | 0 | 0 | 0 | 0 | 0 | 0 | 0 | AEO | 0 | Refinery gas and ethane
Transformation input in Main Activity Producer CHP Plants | 560 | 0 | 0 | 0 | 0 | : | : | : | : | 560 | 0 | 0 | 0 | 0 | 0 | 0 | 0 | 0 | 0 | 0 | 0 | 0 | 0 | 0 | 0 | 560 | 0 | 568 | 0 | 0 | 0 | 0 | 0 | 0 | 0 | 0 | 0 | ACHP | 0 | Refinery gas and ethane
Transformation input in Autoproducer Conventional Power Stations | 0 | 0 | 0 | 0 | 0 | : | : | : | : | 0 | 0 | 0 | 0 | 0 | 0 | 0 | 0 | 0 | 0 | 0 | 0 | 0 | 0 | 0 | 0 | 0 | 0 | 0 | 0 | 0 | 0 | 0 | 0 | 0 | 0 | 0 | 0 | AEO | 0 | Fuel Oil - Low Sulphur (< 1%)
Transformation input in Autoproducer Electricity Plants | 0 | 0 | 0 | 0 | 0 | : | : | : | : | 0 | 0 | 0 | 0 | 0 | 0 | 0 | 0 | 0 | 0 | 0 | 0 | 0 | 0 | 0 | 0 | 0 | 0 | 0 | 0 | 0 | 0 | 0 | 0 | 0 | 0 | 0 | 0 | ACHP | 0 | Fuel Oil - Low Sulphur (< 1%)
Transformation input in Autoproducer CHP Plants | 0 | 0 | 0 | 0 | 0 | : | : | : | : | 0 | 0 | 0 | 0 | 0 | 0 | 0 | 0 | 0 | 0 | 0 | 0 | 0 | 0 | 0 | 0 | 0 | 0 | 0 | 0 | 0 | 0 | 0 | 0 | 0 | 0 | 0 | 0 | AEO | 0 | Fuel Oil - High Sulphur (>= 1%)
[38 empty] | ACHP | 0 | Fuel Oil - High Sulphur (>= 1%)
Special value:
: | not available
UNIT | Terajoule
TIME | 2005
GEO | Lithuania
INDIC_NRG/PRODUCT | Total petroleum products | Crude oil, feedstocks and other hydrocarbons | Crude Oil | Natural Gas Liquids | Crude oil and NGL | Feedstocks and other hydrocarbons | Refinery Feedstocks | Additives/Oxygenates | Other Hydrocarbons | All petroleum products | Refinery gas and ethane | Refinery Gas (not. Liquid) | Ethane | LPG | Motor spirit | Motor Gasoline | Aviation Gasoline | Kerosenes - Jet Fuels | Other Kerosene | Gasoline Type Jet Fuel | Kerosene Type Jet Fuel | Naphta | Gas/Diesel oil | Transport Diesel | Heating and other Gasoil | Residual Fuel Oil | Fuel Oil - Low Sulphur (< 1%) | Fuel Oil - High Sulphur (>= 1%) | Other petroleum products | White Spirit and SBP | Lubricants | Bitumen | Petroleum Coke | Paraffin Waxes | Other Oil Products | Biogasoline | Biodiesels |  | Lithuania
Transformation input in Main Activity Producer Conventional Power Stations | 7437 | 0 | 0 | 0 | 0 | : | : | : | : | 7437 | 0 | 0 | 0 | 0 | 0 | 0 | 0 | 0 | 0 | 0 | 0 | 0 | 0 | 0 | 0 | 3840 | 0 | 3838 | 3597 | 0 | 0 | 3597 | 0 | 0 | 0 | 0 | 0 | Transformation input in Autoproducer Electricity Plants | 0 | Total petroleum products
Transformation input in Main Activity Producer Electricity Plants | 0 | 0 | 0 | 0 | 0 | : | : | : | : | 0 | 0 | 0 | 0 | 0 | 0 | 0 | 0 | 0 | 0 | 0 | 0 | 0 | 0 | 0 | 0 | 0 | 0 | 0 | 0 | 0 | 0 | 0 | 0 | 0 | 0 | 0 | 0 | AEO | 0 | Refinery gas and ethane
Transformation input in Main Activity Producer CHP Plants | 7437 | 0 | 0 | 0 | 0 | : | : | : | : | 7437 | 0 | 0 | 0 | 0 | 0 | 0 | 0 | 0 | 0 | 0 | 0 | 0 | 0 | 0 | 0 | 3840 | 0 | 3838 | 3597 | 0 | 0 | 3597 | 0 | 0 | 0 | 0 | 0 | ACHP | 0 | Refinery gas and ethane
Transformation input in Autoproducer Conventional Power Stations | 0 | 0 | 0 | 0 | 0 | : | : | : | : | 0 | 0 | 0 | 0 | 0 | 0 | 0 | 0 | 0 | 0 | 0 | 0 | 0 | 0 | 0 | 0 | 0 | 0 | 0 | 0 | 0 | 0 | 0 | 0 | 0 | 0 | 0 | 0 | AEO | 0 | Fuel Oil - Low Sulphur (< 1%)
Transformation input in Autoproducer Electricity Plants | 0 | 0 | 0 | 0 | 0 | : | : | : | : | 0 | 0 | 0 | 0 | 0 | 0 | 0 | 0 | 0 | 0 | 0 | 0 | 0 | 0 | 0 | 0 | 0 | 0 | 0 | 0 | 0 | 0 | 0 | 0 | 0 | 0 | 0 | 0 | ACHP | 0 | Fuel Oil - Low Sulphur (< 1%)
Transformation input in Autoproducer CHP Plants | 0 | 0 | 0 | 0 | 0 | : | : | : | : | 0 | 0 | 0 | 0 | 0 | 0 | 0 | 0 | 0 | 0 | 0 | 0 | 0 | 0 | 0 | 0 | 0 | 0 | 0 | 0 | 0 | 0 | 0 | 0 | 0 | 0 | 0 | 0 | AEO | 0 | Fuel Oil - High Sulphur (>= 1%)
[38 empty] | ACHP | 0 | Fuel Oil - High Sulphur (>= 1%)
Special value:
: | not available
UNIT | Terajoule
TIME | 2005
GEO | Luxembourg
INDIC_NRG/PRODUCT | Total petroleum products | Crude oil, feedstocks and other hydrocarbons | Crude Oil | Natural Gas Liquids | Crude oil and NGL | Feedstocks and other hydrocarbons | Refinery Feedstocks | Additives/Oxygenates | Other Hydrocarbons | All petroleum products | Refinery gas and ethane | Refinery Gas (not. Liquid) | Ethane | LPG | Motor spirit | Motor Gasoline | Aviation Gasoline | Kerosenes - Jet Fuels | Other Kerosene | Gasoline Type Jet Fuel | Kerosene Type Jet Fuel | Naphta | Gas/Diesel oil | Transport Diesel | Heating and other Gasoil | Residual Fuel Oil | Fuel Oil - Low Sulphur (< 1%) | Fuel Oil - High Sulphur (>= 1%) | Other petroleum products | White Spirit and SBP | Lubricants | Bitumen | Petroleum Coke | Paraffin Waxes | Other Oil Products | Biogasoline | Biodiesels |  | Luxembourg
Transformation input in Main Activity Producer Conventional Power Stations | 0 | 0 | 0 | 0 | 0 | : | : | : | : | 0 | 0 | 0 | 0 | 0 | 0 | 0 | 0 | 0 | 0 | 0 | 0 | 0 | 0 | 0 | 0 | 0 | 0 | 0 | 0 | 0 | 0 | 0 | 0 | 0 | 0 | 0 | 0 | Transformation input in Autoproducer Electricity Plants | 0 | Total petroleum products
Transformation input in Main Activity Producer Electricity Plants | 0 | 0 | 0 | 0 | 0 | : | : | : | : | 0 | 0 | 0 | 0 | 0 | 0 | 0 | 0 | 0 | 0 | 0 | 0 | 0 | 0 | 0 | 0 | 0 | 0 | 0 | 0 | 0 | 0 | 0 | 0 | 0 | 0 | 0 | 0 | AEO | 0 | Refinery gas and ethane
Transformation input in Main Activity Producer CHP Plants | 0 | 0 | 0 | 0 | 0 | : | : | : | : | 0 | 0 | 0 | 0 | 0 | 0 | 0 | 0 | 0 | 0 | 0 | 0 | 0 | 0 | 0 | 0 | 0 | 0 | 0 | 0 | 0 | 0 | 0 | 0 | 0 | 0 | 0 | 0 | ACHP | 0 | Refinery gas and ethane
Transformation input in Autoproducer Conventional Power Stations | 0 | 0 | 0 | 0 | 0 | : | : | : | : | 0 | 0 | 0 | 0 | 0 | 0 | 0 | 0 | 0 | 0 | 0 | 0 | 0 | 0 | 0 | 0 | 0 | 0 | 0 | 0 | 0 | 0 | 0 | 0 | 0 | 0 | 0 | 0 | AEO | 0 | Fuel Oil - Low Sulphur (< 1%)
Transformation input in Autoproducer Electricity Plants | 0 | 0 | 0 | 0 | 0 | : | : | : | : | 0 | 0 | 0 | 0 | 0 | 0 | 0 | 0 | 0 | 0 | 0 | 0 | 0 | 0 | 0 | 0 | 0 | 0 | 0 | 0 | 0 | 0 | 0 | 0 | 0 | 0 | 0 | 0 | ACHP | 0 | Fuel Oil - Low Sulphur (< 1%)
Transformation input in Autoproducer CHP Plants | 0 | 0 | 0 | 0 | 0 | : | : | : | : | 0 | 0 | 0 | 0 | 0 | 0 | 0 | 0 | 0 | 0 | 0 | 0 | 0 | 0 | 0 | 0 | 0 | 0 | 0 | 0 | 0 | 0 | 0 | 0 | 0 | 0 | 0 | 0 | AEO | 0 | Fuel Oil - High Sulphur (>= 1%)
[38 empty] | ACHP | 0 | Fuel Oil - High Sulphur (>= 1%)
Special value:
: | not available
UNIT | Terajoule
TIME | 2005
GEO | Hungary
INDIC_NRG/PRODUCT | Total petroleum products | Crude oil, feedstocks and other hydrocarbons | Crude Oil | Natural Gas Liquids | Crude oil and NGL | Feedstocks and other hydrocarbons | Refinery Feedstocks | Additives/Oxygenates | Other Hydrocarbons | All petroleum products | Refinery gas and ethane | Refinery Gas (not. Liquid) | Ethane | LPG | Motor spirit | Motor Gasoline | Aviation Gasoline | Kerosenes - Jet Fuels | Other Kerosene | Gasoline Type Jet Fuel | Kerosene Type Jet Fuel | Naphta | Gas/Diesel oil | Transport Diesel | Heating and other Gasoil | Residual Fuel Oil | Fuel Oil - Low Sulphur (< 1%) | Fuel Oil - High Sulphur (>= 1%) | Other petroleum products | White Spirit and SBP | Lubricants | Bitumen | Petroleum Coke | Paraffin Waxes | Other Oil Products | Biogasoline | Biodiesels |  | Hungary
Transformation input in Main Activity Producer Conventional Power Stations | 4623 | 0 | 0 | 0 | 0 | : | : | : | : | 4623 | 0 | 0 | 0 | 0 | 0 | 0 | 0 | 0 | 0 | 0 | 0 | 0 | 213 | 0 | 210 | 3480 | 2814 | 683 | 930 | 0 | 0 | 0 | 0 | 0 | 930 | 0 | 0 | Transformation input in Autoproducer Electricity Plants | 0 | Total petroleum products
Transformation input in Main Activity Producer Electricity Plants | 3740 | 0 | 0 | 0 | 0 | : | : | : | : | 3740 | 0 | 0 | 0 | 0 | 0 | 0 | 0 | 0 | 0 | 0 | 0 | 0 | 170 | 0 | 168 | 2640 | 1970 | 683 | 930 | 0 | 0 | 0 | 0 | 0 | 930 | 0 | 0 | AEO | 0 | Refinery gas and ethane
Transformation input in Main Activity Producer CHP Plants | 883 | 0 | 0 | 0 | 0 | : | : | : | : | 883 | 0 | 0 | 0 | 0 | 0 | 0 | 0 | 0 | 0 | 0 | 0 | 0 | 43 | 0 | 42 | 840 | 844 | 0 | 0 | 0 | 0 | 0 | 0 | 0 | 0 | 0 | 0 | ACHP | 0 | Refinery gas and ethane
Transformation input in Autoproducer Conventional Power Stations | 200 | 0 | 0 | 0 | 0 | : | : | : | : | 200 | 0 | 0 | 0 | 0 | 0 | 0 | 0 | 0 | 0 | 0 | 0 | 0 | 0 | 0 | 0 | 200 | 201 | 0 | 0 | 0 | 0 | 0 | 0 | 0 | 0 | 0 | 0 | AEO | 0 | Fuel Oil - Low Sulphur (< 1%)
Transformation input in Autoproducer Electricity Plants | 0 | 0 | 0 | 0 | 0 | : | : | : | : | 0 | 0 | 0 | 0 | 0 | 0 | 0 | 0 | 0 | 0 | 0 | 0 | 0 | 0 | 0 | 0 | 0 | 0 | 0 | 0 | 0 | 0 | 0 | 0 | 0 | 0 | 0 | 0 | ACHP | 0.201 | Fuel Oil - Low Sulphur (< 1%)
Transformation input in Autoproducer CHP Plants | 200 | 0 | 0 | 0 | 0 | : | : | : | : | 200 | 0 | 0 | 0 | 0 | 0 | 0 | 0 | 0 | 0 | 0 | 0 | 0 | 0 | 0 | 0 | 200 | 201 | 0 | 0 | 0 | 0 | 0 | 0 | 0 | 0 | 0 | 0 | AEO | 0 | Fuel Oil - High Sulphur (>= 1%)
[38 empty] | ACHP | 0 | Fuel Oil - High Sulphur (>= 1%)
Special value:
: | not available
UNIT | Terajoule
TIME | 2005
GEO | Malta
INDIC_NRG/PRODUCT | Total petroleum products | Crude oil, feedstocks and other hydrocarbons | Crude Oil | Natural Gas Liquids | Crude oil and NGL | Feedstocks and other hydrocarbons | Refinery Feedstocks | Additives/Oxygenates | Other Hydrocarbons | All petroleum products | Refinery gas and ethane | Refinery Gas (not. Liquid) | Ethane | LPG | Motor spirit | Motor Gasoline | Aviation Gasoline | Kerosenes - Jet Fuels | Other Kerosene | Gasoline Type Jet Fuel | Kerosene Type Jet Fuel | Naphta | Gas/Diesel oil | Transport Diesel | Heating and other Gasoil | Residual Fuel Oil | Fuel Oil - Low Sulphur (< 1%) | Fuel Oil - High Sulphur (>= 1%) | Other petroleum products | White Spirit and SBP | Lubricants | Bitumen | Petroleum Coke | Paraffin Waxes | Other Oil Products | Biogasoline | Biodiesels |  | Malta
Transformation input in Main Activity Producer Conventional Power Stations | 30497 | 0 | 0 | 0 | 0 | : | : | : | : | 30497 | 0 | 0 | 0 | 0 | 0 | 0 | 0 | 0 | 0 | 0 | 0 | 0 | 6177 | 2599 | 3578 | 24320 | 24320 | 0 | 0 | 0 | 0 | 0 | 0 | 0 | 0 | 0 | 0 | Transformation input in Autoproducer Electricity Plants | 0 | Total petroleum products
Transformation input in Main Activity Producer Electricity Plants | 30497 | 0 | 0 | 0 | 0 | : | : | : | : | 30497 | 0 | 0 | 0 | 0 | 0 | 0 | 0 | 0 | 0 | 0 | 0 | 0 | 6177 | 2599 | 3578 | 24320 | 24320 | 0 | 0 | 0 | 0 | 0 | 0 | 0 | 0 | 0 | 0 | AEO | 0 | Refinery gas and ethane
Transformation input in Main Activity Producer CHP Plants | 0 | 0 | 0 | 0 | 0 | : | : | : | : | 0 | 0 | 0 | 0 | 0 | 0 | 0 | 0 | 0 | 0 | 0 | 0 | 0 | 0 | 0 | 0 | 0 | 0 | 0 | 0 | 0 | 0 | 0 | 0 | 0 | 0 | 0 | 0 | ACHP | 0 | Refinery gas and ethane
Transformation input in Autoproducer Conventional Power Stations | 0 | 0 | 0 | 0 | 0 | : | : | : | : | 0 | 0 | 0 | 0 | 0 | 0 | 0 | 0 | 0 | 0 | 0 | 0 | 0 | 0 | 0 | 0 | 0 | 0 | 0 | 0 | 0 | 0 | 0 | 0 | 0 | 0 | 0 | 0 | AEO | 0 | Fuel Oil - Low Sulphur (< 1%)
Transformation input in Autoproducer Electricity Plants | 0 | 0 | 0 | 0 | 0 | : | : | : | : | 0 | 0 | 0 | 0 | 0 | 0 | 0 | 0 | 0 | 0 | 0 | 0 | 0 | 0 | 0 | 0 | 0 | 0 | 0 | 0 | 0 | 0 | 0 | 0 | 0 | 0 | 0 | 0 | ACHP | 0 | Fuel Oil - Low Sulphur (< 1%)
Transformation input in Autoproducer CHP Plants | 0 | 0 | 0 | 0 | 0 | : | : | : | : | 0 | 0 | 0 | 0 | 0 | 0 | 0 | 0 | 0 | 0 | 0 | 0 | 0 | 0 | 0 | 0 | 0 | 0 | 0 | 0 | 0 | 0 | 0 | 0 | 0 | 0 | 0 | 0 | AEO | 0 | Fuel Oil - High Sulphur (>= 1%)
[38 empty] | ACHP | 0 | Fuel Oil - High Sulphur (>= 1%)
Special value:
: | not available
UNIT | Terajoule
TIME | 2005
GEO | Netherlands
INDIC_NRG/PRODUCT | Total petroleum products | Crude oil, feedstocks and other hydrocarbons | Crude Oil | Natural Gas Liquids | Crude oil and NGL | Feedstocks and other hydrocarbons | Refinery Feedstocks | Additives/Oxygenates | Other Hydrocarbons | All petroleum products | Refinery gas and ethane | Refinery Gas (not. Liquid) | Ethane | LPG | Motor spirit | Motor Gasoline | Aviation Gasoline | Kerosenes - Jet Fuels | Other Kerosene | Gasoline Type Jet Fuel | Kerosene Type Jet Fuel | Naphta | Gas/Diesel oil | Transport Diesel | Heating and other Gasoil | Residual Fuel Oil | Fuel Oil - Low Sulphur (< 1%) | Fuel Oil - High Sulphur (>= 1%) | Other petroleum products | White Spirit and SBP | Lubricants | Bitumen | Petroleum Coke | Paraffin Waxes | Other Oil Products | Biogasoline | Biodiesels |  | Netherlands
Transformation input in Main Activity Producer Conventional Power Stations | 4856 | 0 | 0 | 0 | 0 | : | : | : | : | 4856 | 4022 | 4022 | 0 | 0 | 0 | 0 | 0 | 0 | 0 | 0 | 0 | 0 | 554 | 0 | 555 | 160 | 164 | 0 | 120 | 0 | 0 | 0 | 0 | 0 | 120 | 0 | 0 | Transformation input in Autoproducer Electricity Plants | 0 | Total petroleum products
Transformation input in Main Activity Producer Electricity Plants | 0 | 0 | 0 | 0 | 0 | : | : | : | : | 0 | 0 | 0 | 0 | 0 | 0 | 0 | 0 | 0 | 0 | 0 | 0 | 0 | 0 | 0 | 0 | 0 | 0 | 0 | 0 | 0 | 0 | 0 | 0 | 0 | 0 | 0 | 0 | AEO | 0 | Refinery gas and ethane
Transformation input in Main Activity Producer CHP Plants | 4856 | 0 | 0 | 0 | 0 | : | : | : | : | 4856 | 4022 | 4022 | 0 | 0 | 0 | 0 | 0 | 0 | 0 | 0 | 0 | 0 | 554 | 0 | 555 | 160 | 164 | 0 | 120 | 0 | 0 | 0 | 0 | 0 | 120 | 0 | 0 | ACHP | 12.881 | Refinery gas and ethane
Transformation input in Autoproducer Conventional Power Stations | 18291 | 0 | 0 | 0 | 0 | : | : | : | : | 18291 | 12881 | 12881 | 0 | 0 | 0 | 0 | 0 | 0 | 0 | 0 | 0 | 0 | 170 | 0 | 171 | 240 | 246 | 0 | 5000 | 0 | 0 | 0 | 0 | 0 | 5000 | 0 | 0 | AEO | 0 | Fuel Oil - Low Sulphur (< 1%)
Transformation input in Autoproducer Electricity Plants | 0 | 0 | 0 | 0 | 0 | : | : | : | : | 0 | 0 | 0 | 0 | 0 | 0 | 0 | 0 | 0 | 0 | 0 | 0 | 0 | 0 | 0 | 0 | 0 | 0 | 0 | 0 | 0 | 0 | 0 | 0 | 0 | 0 | 0 | 0 | ACHP | 0.246 | Fuel Oil - Low Sulphur (< 1%)
Transformation input in Autoproducer CHP Plants | 18291 | 0 | 0 | 0 | 0 | : | : | : | : | 18291 | 12881 | 12881 | 0 | 0 | 0 | 0 | 0 | 0 | 0 | 0 | 0 | 0 | 170 | 0 | 171 | 240 | 246 | 0 | 5000 | 0 | 0 | 0 | 0 | 0 | 5000 | 0 | 0 | AEO | 0 | Fuel Oil - High Sulphur (>= 1%)
[38 empty] | ACHP | 0 | Fuel Oil - High Sulphur (>= 1%)
Special value:
: | not available
UNIT | Terajoule
TIME | 2005
GEO | Austria
INDIC_NRG/PRODUCT | Total petroleum products | Crude oil, feedstocks and other hydrocarbons | Crude Oil | Natural Gas Liquids | Crude oil and NGL | Feedstocks and other hydrocarbons | Refinery Feedstocks | Additives/Oxygenates | Other Hydrocarbons | All petroleum products | Refinery gas and ethane | Refinery Gas (not. Liquid) | Ethane | LPG | Motor spirit | Motor Gasoline | Aviation Gasoline | Kerosenes - Jet Fuels | Other Kerosene | Gasoline Type Jet Fuel | Kerosene Type Jet Fuel | Naphta | Gas/Diesel oil | Transport Diesel | Heating and other Gasoil | Residual Fuel Oil | Fuel Oil - Low Sulphur (< 1%) | Fuel Oil - High Sulphur (>= 1%) | Other petroleum products | White Spirit and SBP | Lubricants | Bitumen | Petroleum Coke | Paraffin Waxes | Other Oil Products | Biogasoline | Biodiesels |  | Austria
Transformation input in Main Activity Producer Conventional Power Stations | 10490 | 0 | 0 | 0 | 0 | : | : | : | : | 10490 | 0 | 0 | 0 | 0 | 0 | 0 | 0 | 0 | 0 | 0 | 0 | 0 | 170 | 0 | 171 | 10320 | 0 | 10746 | 0 | 0 | 0 | 0 | 0 | 0 | 0 | 0 | 0 | Transformation input in Autoproducer Electricity Plants | 0.12 | Total petroleum products
Transformation input in Main Activity Producer Electricity Plants | 3403 | 0 | 0 | 0 | 0 | : | : | : | : | 3403 | 0 | 0 | 0 | 0 | 0 | 0 | 0 | 0 | 0 | 0 | 0 | 0 | 43 | 0 | 43 | 3360 | 0 | 3499 | 0 | 0 | 0 | 0 | 0 | 0 | 0 | 0 | 0 | AEO | 0 | Refinery gas and ethane
Transformation input in Main Activity Producer CHP Plants | 7088 | 0 | 0 | 0 | 0 | : | : | : | : | 7088 | 0 | 0 | 0 | 0 | 0 | 0 | 0 | 0 | 0 | 0 | 0 | 0 | 128 | 0 | 128 | 6960 | 0 | 7247 | 0 | 0 | 0 | 0 | 0 | 0 | 0 | 0 | 0 | ACHP | 0 | Refinery gas and ethane
Transformation input in Autoproducer Conventional Power Stations | 480 | 0 | 0 | 0 | 0 | : | : | : | : | 480 | 0 | 0 | 0 | 0 | 0 | 0 | 0 | 0 | 0 | 0 | 0 | 0 | 0 | 0 | 0 | 480 | 499 | 0 | 0 | 0 | 0 | 0 | 0 | 0 | 0 | 0 | 0 | AEO | 0.125 | Fuel Oil - Low Sulphur (< 1%)
Transformation input in Autoproducer Electricity Plants | 120 | 0 | 0 | 0 | 0 | : | : | : | : | 120 | 0 | 0 | 0 | 0 | 0 | 0 | 0 | 0 | 0 | 0 | 0 | 0 | 0 | 0 | 0 | 120 | 125 | 0 | 0 | 0 | 0 | 0 | 0 | 0 | 0 | 0 | 0 | ACHP | 0.375 | Fuel Oil - Low Sulphur (< 1%)
Transformation input in Autoproducer CHP Plants | 360 | 0 | 0 | 0 | 0 | : | : | : | : | 360 | 0 | 0 | 0 | 0 | 0 | 0 | 0 | 0 | 0 | 0 | 0 | 0 | 0 | 0 | 0 | 360 | 375 | 0 | 0 | 0 | 0 | 0 | 0 | 0 | 0 | 0 | 0 | AEO | 0 | Fuel Oil - High Sulphur (>= 1%)
[38 empty] | ACHP | 0 | Fuel Oil - High Sulphur (>= 1%)
Special value:
: | not available
UNIT | Terajoule
TIME | 2005
GEO | Poland
INDIC_NRG/PRODUCT | Total petroleum products | Crude oil, feedstocks and other hydrocarbons | Crude Oil | Natural Gas Liquids | Crude oil and NGL | Feedstocks and other hydrocarbons | Refinery Feedstocks | Additives/Oxygenates | Other Hydrocarbons | All petroleum products | Refinery gas and ethane | Refinery Gas (not. Liquid) | Ethane | LPG | Motor spirit | Motor Gasoline | Aviation Gasoline | Kerosenes - Jet Fuels | Other Kerosene | Gasoline Type Jet Fuel | Kerosene Type Jet Fuel | Naphta | Gas/Diesel oil | Transport Diesel | Heating and other Gasoil | Residual Fuel Oil | Fuel Oil - Low Sulphur (< 1%) | Fuel Oil - High Sulphur (>= 1%) | Other petroleum products | White Spirit and SBP | Lubricants | Bitumen | Petroleum Coke | Paraffin Waxes | Other Oil Products | Biogasoline | Biodiesels |  | Poland
Transformation input in Main Activity Producer Conventional Power Stations | 6048 | 0 | 0 | 0 | 0 | : | : | : | : | 6048 | 0 | 0 | 0 | 0 | 0 | 0 | 0 | 0 | 0 | 0 | 0 | 0 | 128 | 0 | 128 | 5920 | 880 | 5040 | 0 | 0 | 0 | 0 | 0 | 0 | 0 | 0 | 0 | Transformation input in Autoproducer Electricity Plants | 0 | Total petroleum products
Transformation input in Main Activity Producer Electricity Plants | 0 | 0 | 0 | 0 | 0 | : | : | : | : | 0 | 0 | 0 | 0 | 0 | 0 | 0 | 0 | 0 | 0 | 0 | 0 | 0 | 0 | 0 | 0 | 0 | 0 | 0 | 0 | 0 | 0 | 0 | 0 | 0 | 0 | 0 | 0 | AEO | 0 | Refinery gas and ethane
Transformation input in Main Activity Producer CHP Plants | 6048 | 0 | 0 | 0 | 0 | : | : | : | : | 6048 | 0 | 0 | 0 | 0 | 0 | 0 | 0 | 0 | 0 | 0 | 0 | 0 | 128 | 0 | 128 | 5920 | 880 | 5040 | 0 | 0 | 0 | 0 | 0 | 0 | 0 | 0 | 0 | ACHP | 0 | Refinery gas and ethane
Transformation input in Autoproducer Conventional Power Stations | 1080 | 0 | 0 | 0 | 0 | : | : | : | : | 1080 | 0 | 0 | 0 | 0 | 0 | 0 | 0 | 0 | 0 | 0 | 0 | 0 | 0 | 0 | 0 | 1080 | 360 | 720 | 0 | 0 | 0 | 0 | 0 | 0 | 0 | 0 | 0 | AEO | 0 | Fuel Oil - Low Sulphur (< 1%)
Transformation input in Autoproducer Electricity Plants | 0 | 0 | 0 | 0 | 0 | : | : | : | : | 0 | 0 | 0 | 0 | 0 | 0 | 0 | 0 | 0 | 0 | 0 | 0 | 0 | 0 | 0 | 0 | 0 | 0 | 0 | 0 | 0 | 0 | 0 | 0 | 0 | 0 | 0 | 0 | ACHP | 0.36 | Fuel Oil - Low Sulphur (< 1%)
Transformation input in Autoproducer CHP Plants | 1080 | 0 | 0 | 0 | 0 | : | : | : | : | 1080 | 0 | 0 | 0 | 0 | 0 | 0 | 0 | 0 | 0 | 0 | 0 | 0 | 0 | 0 | 0 | 1080 | 360 | 720 | 0 | 0 | 0 | 0 | 0 | 0 | 0 | 0 | 0 | AEO | 0 | Fuel Oil - High Sulphur (>= 1%)
[38 empty] | ACHP | 0.72 | Fuel Oil - High Sulphur (>= 1%)
Special value:
: | not available
UNIT | Terajoule
TIME | 2005
GEO | Portugal
INDIC_NRG/PRODUCT | Total petroleum products | Crude oil, feedstocks and other hydrocarbons | Crude Oil | Natural Gas Liquids | Crude oil and NGL | Feedstocks and other hydrocarbons | Refinery Feedstocks | Additives/Oxygenates | Other Hydrocarbons | All petroleum products | Refinery gas and ethane | Refinery Gas (not. Liquid) | Ethane | LPG | Motor spirit | Motor Gasoline | Aviation Gasoline | Kerosenes - Jet Fuels | Other Kerosene | Gasoline Type Jet Fuel | Kerosene Type Jet Fuel | Naphta | Gas/Diesel oil | Transport Diesel | Heating and other Gasoil | Residual Fuel Oil | Fuel Oil - Low Sulphur (< 1%) | Fuel Oil - High Sulphur (>= 1%) | Other petroleum products | White Spirit and SBP | Lubricants | Bitumen | Petroleum Coke | Paraffin Waxes | Other Oil Products | Biogasoline | Biodiesels |  | Portugal
Transformation input in Main Activity Producer Conventional Power Stations | 64380 | 0 | 0 | 0 | 0 | : | : | : | : | 64380 | 0 | 0 | 0 | 0 | 0 | 0 | 0 | 0 | 0 | 0 | 0 | 0 | 980 | 980 | 0 | 63400 | 63701 | 0 | 0 | 0 | 0 | 0 | 0 | 0 | 0 | 0 | 0 | Transformation input in Autoproducer Electricity Plants | 0.163 | Total petroleum products
Transformation input in Main Activity Producer Electricity Plants | 56620 | 0 | 0 | 0 | 0 | : | : | : | : | 56620 | 0 | 0 | 0 | 0 | 0 | 0 | 0 | 0 | 0 | 0 | 0 | 0 | 980 | 980 | 0 | 55640 | 55904 | 0 | 0 | 0 | 0 | 0 | 0 | 0 | 0 | 0 | 0 | AEO | 0 | Refinery gas and ethane
Transformation input in Main Activity Producer CHP Plants | 7760 | 0 | 0 | 0 | 0 | : | : | : | : | 7760 | 0 | 0 | 0 | 0 | 0 | 0 | 0 | 0 | 0 | 0 | 0 | 0 | 0 | 0 | 0 | 7760 | 7797 | 0 | 0 | 0 | 0 | 0 | 0 | 0 | 0 | 0 | 0 | ACHP | 0 | Refinery gas and ethane
Transformation input in Autoproducer Conventional Power Stations | 10685 | 0 | 0 | 0 | 0 | : | : | : | : | 10685 | 0 | 0 | 0 | 0 | 0 | 0 | 0 | 0 | 0 | 0 | 0 | 0 | 85 | 85 | 0 | 10600 | 10650 | 0 | 0 | 0 | 0 | 0 | 0 | 0 | 0 | 0 | 0 | AEO | 0.121 | Fuel Oil - Low Sulphur (< 1%)
Transformation input in Autoproducer Electricity Plants | 163 | 0 | 0 | 0 | 0 | : | : | : | : | 163 | 0 | 0 | 0 | 0 | 0 | 0 | 0 | 0 | 0 | 0 | 0 | 0 | 43 | 43 | 0 | 120 | 121 | 0 | 0 | 0 | 0 | 0 | 0 | 0 | 0 | 0 | 0 | ACHP | 10.53 | Fuel Oil - Low Sulphur (< 1%)
Transformation input in Autoproducer CHP Plants | 10523 | 0 | 0 | 0 | 0 | : | : | : | : | 10523 | 0 | 0 | 0 | 0 | 0 | 0 | 0 | 0 | 0 | 0 | 0 | 0 | 43 | 43 | 0 | 10480 | 10530 | 0 | 0 | 0 | 0 | 0 | 0 | 0 | 0 | 0 | 0 | AEO | 0 | Fuel Oil - High Sulphur (>= 1%)
[38 empty] | ACHP | 0 | Fuel Oil - High Sulphur (>= 1%)
Special value:
: | not available
UNIT | Terajoule
TIME | 2005
GEO | Romania
INDIC_NRG/PRODUCT | Total petroleum products | Crude oil, feedstocks and other hydrocarbons | Crude Oil | Natural Gas Liquids | Crude oil and NGL | Feedstocks and other hydrocarbons | Refinery Feedstocks | Additives/Oxygenates | Other Hydrocarbons | All petroleum products | Refinery gas and ethane | Refinery Gas (not. Liquid) | Ethane | LPG | Motor spirit | Motor Gasoline | Aviation Gasoline | Kerosenes - Jet Fuels | Other Kerosene | Gasoline Type Jet Fuel | Kerosene Type Jet Fuel | Naphta | Gas/Diesel oil | Transport Diesel | Heating and other Gasoil | Residual Fuel Oil | Fuel Oil - Low Sulphur (< 1%) | Fuel Oil - High Sulphur (>= 1%) | Other petroleum products | White Spirit and SBP | Lubricants | Bitumen | Petroleum Coke | Paraffin Waxes | Other Oil Products | Biogasoline | Biodiesels |  | Romania
Transformation input in Main Activity Producer Conventional Power Stations | 29923 | 0 | 0 | 0 | 0 | : | : | : | : | 29923 | 241 | 241 | 0 | 0 | 0 | 0 | 0 | 0 | 0 | 0 | 0 | 0 | 43 | 43 | 0 | 29640 | 3974 | 25469 | 0 | 0 | 0 | 0 | 0 | 0 | 0 | 0 | 0 | Transformation input in Autoproducer Electricity Plants | 0.683 | Total petroleum products
Transformation input in Main Activity Producer Electricity Plants | 3040 | 0 | 0 | 0 | 0 | : | : | : | : | 3040 | 0 | 0 | 0 | 0 | 0 | 0 | 0 | 0 | 0 | 0 | 0 | 0 | 0 | 0 | 0 | 3040 | 157 | 2865 | 0 | 0 | 0 | 0 | 0 | 0 | 0 | 0 | 0 | AEO | 0 | Refinery gas and ethane
Transformation input in Main Activity Producer CHP Plants | 26883 | 0 | 0 | 0 | 0 | : | : | : | : | 26883 | 241 | 241 | 0 | 0 | 0 | 0 | 0 | 0 | 0 | 0 | 0 | 0 | 43 | 43 | 0 | 26600 | 3817 | 22604 | 0 | 0 | 0 | 0 | 0 | 0 | 0 | 0 | 0 | ACHP | 0.337 | Refinery gas and ethane
Transformation input in Autoproducer Conventional Power Stations | 2500 | 0 | 0 | 0 | 0 | : | : | : | : | 2500 | 337 | 337 | 0 | 0 | 0 | 0 | 0 | 0 | 0 | 0 | 0 | 0 | 43 | 43 | 0 | 2120 | 708 | 1393 | 0 | 0 | 0 | 0 | 0 | 0 | 0 | 0 | 0 | AEO | 0.079 | Fuel Oil - Low Sulphur (< 1%)
Transformation input in Autoproducer Electricity Plants | 683 | 0 | 0 | 0 | 0 | : | : | : | : | 683 | 0 | 0 | 0 | 0 | 0 | 0 | 0 | 0 | 0 | 0 | 0 | 0 | 43 | 43 | 0 | 640 | 79 | 557 | 0 | 0 | 0 | 0 | 0 | 0 | 0 | 0 | 0 | ACHP | 0.63 | Fuel Oil - Low Sulphur (< 1%)
Transformation input in Autoproducer CHP Plants | 1817 | 0 | 0 | 0 | 0 | : | : | : | : | 1817 | 337 | 337 | 0 | 0 | 0 | 0 | 0 | 0 | 0 | 0 | 0 | 0 | 0 | 0 | 0 | 1480 | 630 | 836 | 0 | 0 | 0 | 0 | 0 | 0 | 0 | 0 | 0 | AEO | 0.557 | Fuel Oil - High Sulphur (>= 1%)
[38 empty] | ACHP | 0.836 | Fuel Oil - High Sulphur (>= 1%)
Special value:
: | not available
UNIT | Terajoule
TIME | 2005
GEO | Slovenia
INDIC_NRG/PRODUCT | Total petroleum products | Crude oil, feedstocks and other hydrocarbons | Crude Oil | Natural Gas Liquids | Crude oil and NGL | Feedstocks and other hydrocarbons | Refinery Feedstocks | Additives/Oxygenates | Other Hydrocarbons | All petroleum products | Refinery gas and ethane | Refinery Gas (not. Liquid) | Ethane | LPG | Motor spirit | Motor Gasoline | Aviation Gasoline | Kerosenes - Jet Fuels | Other Kerosene | Gasoline Type Jet Fuel | Kerosene Type Jet Fuel | Naphta | Gas/Diesel oil | Transport Diesel | Heating and other Gasoil | Residual Fuel Oil | Fuel Oil - Low Sulphur (< 1%) | Fuel Oil - High Sulphur (>= 1%) | Other petroleum products | White Spirit and SBP | Lubricants | Bitumen | Petroleum Coke | Paraffin Waxes | Other Oil Products | Biogasoline | Biodiesels |  | Slovenia
Transformation input in Main Activity Producer Conventional Power Stations | 208 | 0 | 0 | 0 | 0 | : | : | : | : | 208 | 0 | 0 | 0 | 0 | 0 | 0 | 0 | 0 | 0 | 0 | 0 | 0 | 128 | 0 | 128 | 80 | 80 | 0 | 0 | 0 | 0 | 0 | 0 | 0 | 0 | 0 | 0 | Transformation input in Autoproducer Electricity Plants | 0 | Total petroleum products
Transformation input in Main Activity Producer Electricity Plants | 168 | 0 | 0 | 0 | 0 | : | : | : | : | 168 | 0 | 0 | 0 | 0 | 0 | 0 | 0 | 0 | 0 | 0 | 0 | 0 | 128 | 0 | 128 | 40 | 40 | 0 | 0 | 0 | 0 | 0 | 0 | 0 | 0 | 0 | 0 | AEO | 0 | Refinery gas and ethane
Transformation input in Main Activity Producer CHP Plants | 40 | 0 | 0 | 0 | 0 | : | : | : | : | 40 | 0 | 0 | 0 | 0 | 0 | 0 | 0 | 0 | 0 | 0 | 0 | 0 | 0 | 0 | 0 | 40 | 40 | 0 | 0 | 0 | 0 | 0 | 0 | 0 | 0 | 0 | 0 | ACHP | 0 | Refinery gas and ethane
Transformation input in Autoproducer Conventional Power Stations | 160 | 0 | 0 | 0 | 0 | : | : | : | : | 160 | 0 | 0 | 0 | 0 | 0 | 0 | 0 | 0 | 0 | 0 | 0 | 0 | 0 | 0 | 0 | 160 | 160 | 0 | 0 | 0 | 0 | 0 | 0 | 0 | 0 | 0 | 0 | AEO | 0 | Fuel Oil - Low Sulphur (< 1%)
Transformation input in Autoproducer Electricity Plants | 0 | 0 | 0 | 0 | 0 | : | : | : | : | 0 | 0 | 0 | 0 | 0 | 0 | 0 | 0 | 0 | 0 | 0 | 0 | 0 | 0 | 0 | 0 | 0 | 0 | 0 | 0 | 0 | 0 | 0 | 0 | 0 | 0 | 0 | 0 | ACHP | 0.16 | Fuel Oil - Low Sulphur (< 1%)
Transformation input in Autoproducer CHP Plants | 160 | 0 | 0 | 0 | 0 | : | : | : | : | 160 | 0 | 0 | 0 | 0 | 0 | 0 | 0 | 0 | 0 | 0 | 0 | 0 | 0 | 0 | 0 | 160 | 160 | 0 | 0 | 0 | 0 | 0 | 0 | 0 | 0 | 0 | 0 | AEO | 0 | Fuel Oil - High Sulphur (>= 1%)
[38 empty] | ACHP | 0 | Fuel Oil - High Sulphur (>= 1%)
Special value:
: | not available
UNIT | Terajoule
TIME | 2005
GEO | Slovakia
INDIC_NRG/PRODUCT | Total petroleum products | Crude oil, feedstocks and other hydrocarbons | Crude Oil | Natural Gas Liquids | Crude oil and NGL | Feedstocks and other hydrocarbons | Refinery Feedstocks | Additives/Oxygenates | Other Hydrocarbons | All petroleum products | Refinery gas and ethane | Refinery Gas (not. Liquid) | Ethane | LPG | Motor spirit | Motor Gasoline | Aviation Gasoline | Kerosenes - Jet Fuels | Other Kerosene | Gasoline Type Jet Fuel | Kerosene Type Jet Fuel | Naphta | Gas/Diesel oil | Transport Diesel | Heating and other Gasoil | Residual Fuel Oil | Fuel Oil - Low Sulphur (< 1%) | Fuel Oil - High Sulphur (>= 1%) | Other petroleum products | White Spirit and SBP | Lubricants | Bitumen | Petroleum Coke | Paraffin Waxes | Other Oil Products | Biogasoline | Biodiesels |  | Slovakia
Transformation input in Main Activity Producer Conventional Power Stations | 320 | 0 | 0 | 0 | 0 | : | : | : | : | 320 | 0 | 0 | 0 | 0 | 0 | 0 | 0 | 0 | 0 | 0 | 0 | 0 | 0 | 0 | 0 | 320 | 323 | 0 | 0 | 0 | 0 | 0 | 0 | 0 | 0 | 0 | 0 | Transformation input in Autoproducer Electricity Plants | 0 | Total petroleum products
Transformation input in Main Activity Producer Electricity Plants | 120 | 0 | 0 | 0 | 0 | : | : | : | : | 120 | 0 | 0 | 0 | 0 | 0 | 0 | 0 | 0 | 0 | 0 | 0 | 0 | 0 | 0 | 0 | 120 | 121 | 0 | 0 | 0 | 0 | 0 | 0 | 0 | 0 | 0 | 0 | AEO | 0 | Refinery gas and ethane
Transformation input in Main Activity Producer CHP Plants | 200 | 0 | 0 | 0 | 0 | : | : | : | : | 200 | 0 | 0 | 0 | 0 | 0 | 0 | 0 | 0 | 0 | 0 | 0 | 0 | 0 | 0 | 0 | 200 | 202 | 0 | 0 | 0 | 0 | 0 | 0 | 0 | 0 | 0 | 0 | ACHP | 0.099 | Refinery gas and ethane
Transformation input in Autoproducer Conventional Power Stations | 3819 | 0 | 0 | 0 | 0 | : | : | : | : | 3819 | 99 | 99 | 0 | 0 | 0 | 0 | 0 | 0 | 0 | 0 | 0 | 0 | 0 | 0 | 0 | 3720 | 3756 | 0 | 0 | 0 | 0 | 0 | 0 | 0 | 0 | 0 | 0 | AEO | 0 | Fuel Oil - Low Sulphur (< 1%)
Transformation input in Autoproducer Electricity Plants | 0 | 0 | 0 | 0 | 0 | : | : | : | : | 0 | 0 | 0 | 0 | 0 | 0 | 0 | 0 | 0 | 0 | 0 | 0 | 0 | 0 | 0 | 0 | 0 | 0 | 0 | 0 | 0 | 0 | 0 | 0 | 0 | 0 | 0 | 0 | ACHP | 3.756 | Fuel Oil - Low Sulphur (< 1%)
Transformation input in Autoproducer CHP Plants | 3819 | 0 | 0 | 0 | 0 | : | : | : | : | 3819 | 99 | 99 | 0 | 0 | 0 | 0 | 0 | 0 | 0 | 0 | 0 | 0 | 0 | 0 | 0 | 3720 | 3756 | 0 | 0 | 0 | 0 | 0 | 0 | 0 | 0 | 0 | 0 | AEO | 0 | Fuel Oil - High Sulphur (>= 1%)
[38 empty] | ACHP | 0 | Fuel Oil - High Sulphur (>= 1%)
Special value:
: | not available
UNIT | Terajoule
TIME | 2005
GEO | Finland
INDIC_NRG/PRODUCT | Total petroleum products | Crude oil, feedstocks and other hydrocarbons | Crude Oil | Natural Gas Liquids | Crude oil and NGL | Feedstocks and other hydrocarbons | Refinery Feedstocks | Additives/Oxygenates | Other Hydrocarbons | All petroleum products | Refinery gas and ethane | Refinery Gas (not. Liquid) | Ethane | LPG | Motor spirit | Motor Gasoline | Aviation Gasoline | Kerosenes - Jet Fuels | Other Kerosene | Gasoline Type Jet Fuel | Kerosene Type Jet Fuel | Naphta | Gas/Diesel oil | Transport Diesel | Heating and other Gasoil | Residual Fuel Oil | Fuel Oil - Low Sulphur (< 1%) | Fuel Oil - High Sulphur (>= 1%) | Other petroleum products | White Spirit and SBP | Lubricants | Bitumen | Petroleum Coke | Paraffin Waxes | Other Oil Products | Biogasoline | Biodiesels |  | Finland
Transformation input in Main Activity Producer Conventional Power Stations | 1358 | 0 | 0 | 0 | 0 | : | : | : | : | 1358 | 110 | 110 | 0 | 0 | 0 | 0 | 0 | 0 | 0 | 0 | 0 | 0 | 128 | 0 | 128 | 1120 | 1151 | 0 | 0 | 0 | 0 | 0 | 0 | 0 | 0 | 0 | 0 | Transformation input in Autoproducer Electricity Plants | 0.36 | Total petroleum products
Transformation input in Main Activity Producer Electricity Plants | 523 | 0 | 0 | 0 | 0 | : | : | : | : | 523 | 0 | 0 | 0 | 0 | 0 | 0 | 0 | 0 | 0 | 0 | 0 | 0 | 43 | 0 | 43 | 480 | 493 | 0 | 0 | 0 | 0 | 0 | 0 | 0 | 0 | 0 | 0 | AEO | 0 | Refinery gas and ethane
Transformation input in Main Activity Producer CHP Plants | 835 | 0 | 0 | 0 | 0 | : | : | : | : | 835 | 110 | 110 | 0 | 0 | 0 | 0 | 0 | 0 | 0 | 0 | 0 | 0 | 85 | 0 | 85 | 640 | 658 | 0 | 0 | 0 | 0 | 0 | 0 | 0 | 0 | 0 | 0 | ACHP | 0 | Refinery gas and ethane
Transformation input in Autoproducer Conventional Power Stations | 2723 | 0 | 0 | 0 | 0 | : | : | : | : | 2723 | 0 | 0 | 0 | 0 | 0 | 0 | 0 | 0 | 0 | 0 | 0 | 0 | 43 | 0 | 43 | 2680 | 2754 | 0 | 0 | 0 | 0 | 0 | 0 | 0 | 0 | 0 | 0 | AEO | 0.37 | Fuel Oil - Low Sulphur (< 1%)
Transformation input in Autoproducer Electricity Plants | 360 | 0 | 0 | 0 | 0 | : | : | : | : | 360 | 0 | 0 | 0 | 0 | 0 | 0 | 0 | 0 | 0 | 0 | 0 | 0 | 0 | 0 | 0 | 360 | 370 | 0 | 0 | 0 | 0 | 0 | 0 | 0 | 0 | 0 | 0 | ACHP | 2.384 | Fuel Oil - Low Sulphur (< 1%)
Transformation input in Autoproducer CHP Plants | 2363 | 0 | 0 | 0 | 0 | : | : | : | : | 2363 | 0 | 0 | 0 | 0 | 0 | 0 | 0 | 0 | 0 | 0 | 0 | 0 | 43 | 0 | 43 | 2320 | 2384 | 0 | 0 | 0 | 0 | 0 | 0 | 0 | 0 | 0 | 0 | AEO | 0 | Fuel Oil - High Sulphur (>= 1%)
[38 empty] | ACHP | 0 | Fuel Oil - High Sulphur (>= 1%)
Special value:
: | not available
UNIT | Terajoule
TIME | 2005
GEO | Sweden
INDIC_NRG/PRODUCT | Total petroleum products | Crude oil, feedstocks and other hydrocarbons | Crude Oil | Natural Gas Liquids | Crude oil and NGL | Feedstocks and other hydrocarbons | Refinery Feedstocks | Additives/Oxygenates | Other Hydrocarbons | All petroleum products | Refinery gas and ethane | Refinery Gas (not. Liquid) | Ethane | LPG | Motor spirit | Motor Gasoline | Aviation Gasoline | Kerosenes - Jet Fuels | Other Kerosene | Gasoline Type Jet Fuel | Kerosene Type Jet Fuel | Naphta | Gas/Diesel oil | Transport Diesel | Heating and other Gasoil | Residual Fuel Oil | Fuel Oil - Low Sulphur (< 1%) | Fuel Oil - High Sulphur (>= 1%) | Other petroleum products | White Spirit and SBP | Lubricants | Bitumen | Petroleum Coke | Paraffin Waxes | Other Oil Products | Biogasoline | Biodiesels |  | Sweden
Transformation input in Main Activity Producer Conventional Power Stations | 10059 | 0 | 0 | 0 | 0 | : | : | : | : | 10059 | 0 | 0 | 0 | 230 | 0 | 0 | 0 | 0 | 0 | 0 | 0 | 0 | 1789 | 0 | 1789 | 8040 | 8040 | 0 | 0 | 0 | 0 | 0 | 0 | 0 | 0 | 0 | 0 | Transformation input in Autoproducer Electricity Plants | 0.04 | Total petroleum products
Transformation input in Main Activity Producer Electricity Plants | 1543 | 0 | 0 | 0 | 0 | : | : | : | : | 1543 | 0 | 0 | 0 | 0 | 0 | 0 | 0 | 0 | 0 | 0 | 0 | 0 | 383 | 0 | 383 | 1160 | 1160 | 0 | 0 | 0 | 0 | 0 | 0 | 0 | 0 | 0 | 0 | AEO | 0 | Refinery gas and ethane
Transformation input in Main Activity Producer CHP Plants | 8516 | 0 | 0 | 0 | 0 | : | : | : | : | 8516 | 0 | 0 | 0 | 230 | 0 | 0 | 0 | 0 | 0 | 0 | 0 | 0 | 1406 | 0 | 1406 | 6880 | 6880 | 0 | 0 | 0 | 0 | 0 | 0 | 0 | 0 | 0 | 0 | ACHP | 0 | Refinery gas and ethane
Transformation input in Autoproducer Conventional Power Stations | 3200 | 0 | 0 | 0 | 0 | : | : | : | : | 3200 | 0 | 0 | 0 | 0 | 0 | 0 | 0 | 0 | 0 | 0 | 0 | 0 | 0 | 0 | 0 | 3200 | 3200 | 0 | 0 | 0 | 0 | 0 | 0 | 0 | 0 | 0 | 0 | AEO | 0.04 | Fuel Oil - Low Sulphur (< 1%)
Transformation input in Autoproducer Electricity Plants | 40 | 0 | 0 | 0 | 0 | : | : | : | : | 40 | 0 | 0 | 0 | 0 | 0 | 0 | 0 | 0 | 0 | 0 | 0 | 0 | 0 | 0 | 0 | 40 | 40 | 0 | 0 | 0 | 0 | 0 | 0 | 0 | 0 | 0 | 0 | ACHP | 3.16 | Fuel Oil - Low Sulphur (< 1%)
Transformation input in Autoproducer CHP Plants | 3160 | 0 | 0 | 0 | 0 | : | : | : | : | 3160 | 0 | 0 | 0 | 0 | 0 | 0 | 0 | 0 | 0 | 0 | 0 | 0 | 0 | 0 | 0 | 3160 | 3160 | 0 | 0 | 0 | 0 | 0 | 0 | 0 | 0 | 0 | 0 | AEO | 0 | Fuel Oil - High Sulphur (>= 1%)
[38 empty] | ACHP | 0 | Fuel Oil - High Sulphur (>= 1%)
Special value:
: | not available
UNIT | Terajoule
TIME | 2005
GEO | United Kingdom
INDIC_NRG/PRODUCT | Total petroleum products | Crude oil, feedstocks and other hydrocarbons | Crude Oil | Natural Gas Liquids | Crude oil and NGL | Feedstocks and other hydrocarbons | Refinery Feedstocks | Additives/Oxygenates | Other Hydrocarbons | All petroleum products | Refinery gas and ethane | Refinery Gas (not. Liquid) | Ethane | LPG | Motor spirit | Motor Gasoline | Aviation Gasoline | Kerosenes - Jet Fuels | Other Kerosene | Gasoline Type Jet Fuel | Kerosene Type Jet Fuel | Naphta | Gas/Diesel oil | Transport Diesel | Heating and other Gasoil | Residual Fuel Oil | Fuel Oil - Low Sulphur (< 1%) | Fuel Oil - High Sulphur (>= 1%) | Other petroleum products | White Spirit and SBP | Lubricants | Bitumen | Petroleum Coke | Paraffin Waxes | Other Oil Products | Biogasoline | Biodiesels |  | United Kingdom
Transformation input in Main Activity Producer Conventional Power Stations | 31876 | 0 | 0 | 0 | 0 | : | : | : | : | 31876 | 0 | 0 | 0 | 0 | 0 | 0 | 0 | 0 | 0 | 0 | 0 | 0 | 2556 | 0 | 2556 | 29320 | 30291 | 0 | 0 | 0 | 0 | 0 | 0 | 0 | 0 | 0 | 0 | Transformation input in Autoproducer Electricity Plants | 0.68 | Total petroleum products
Transformation input in Main Activity Producer Electricity Plants | 31876 | 0 | 0 | 0 | 0 | : | : | : | : | 31876 | 0 | 0 | 0 | 0 | 0 | 0 | 0 | 0 | 0 | 0 | 0 | 0 | 2556 | 0 | 2556 | 29320 | 30291 | 0 | 0 | 0 | 0 | 0 | 0 | 0 | 0 | 0 | 0 | AEO | 0 | Refinery gas and ethane
Transformation input in Main Activity Producer CHP Plants | 0 | 0 | 0 | 0 | 0 | : | : | : | : | 0 | 0 | 0 | 0 | 0 | 0 | 0 | 0 | 0 | 0 | 0 | 0 | 0 | 0 | 0 | 0 | 0 | 0 | 0 | 0 | 0 | 0 | 0 | 0 | 0 | 0 | 0 | 0 | ACHP | 0 | Refinery gas and ethane
Transformation input in Autoproducer Conventional Power Stations | 10001 | 0 | 0 | 0 | 0 | : | : | : | : | 10001 | 0 | 0 | 0 | 0 | 0 | 0 | 0 | 0 | 0 | 0 | 0 | 0 | 1321 | 0 | 1321 | 8680 | 8968 | 0 | 0 | 0 | 0 | 0 | 0 | 0 | 0 | 0 | 0 | AEO | 0.703 | Fuel Oil - Low Sulphur (< 1%)
Transformation input in Autoproducer Electricity Plants | 680 | 0 | 0 | 0 | 0 | : | : | : | : | 680 | 0 | 0 | 0 | 0 | 0 | 0 | 0 | 0 | 0 | 0 | 0 | 0 | 0 | 0 | 0 | 680 | 703 | 0 | 0 | 0 | 0 | 0 | 0 | 0 | 0 | 0 | 0 | ACHP | 8.265 | Fuel Oil - Low Sulphur (< 1%)
Transformation input in Autoproducer CHP Plants | 9321 | 0 | 0 | 0 | 0 | : | : | : | : | 9321 | 0 | 0 | 0 | 0 | 0 | 0 | 0 | 0 | 0 | 0 | 0 | 0 | 1321 | 0 | 1321 | 8000 | 8265 | 0 | 0 | 0 | 0 | 0 | 0 | 0 | 0 | 0 | 0 | AEO | 0 | Fuel Oil - High Sulphur (>= 1%)
[38 empty] | ACHP | 0 | Fuel Oil - High Sulphur (>= 1%)
Special value:
: | not available
UNIT | Terajoule
TIME | 2005
GEO | Iceland
INDIC_NRG/PRODUCT | Total petroleum products | Crude oil, feedstocks and other hydrocarbons | Crude Oil | Natural Gas Liquids | Crude oil and NGL | Feedstocks and other hydrocarbons | Refinery Feedstocks | Additives/Oxygenates | Other Hydrocarbons | All petroleum products | Refinery gas and ethane | Refinery Gas (not. Liquid) | Ethane | LPG | Motor spirit | Motor Gasoline | Aviation Gasoline | Kerosenes - Jet Fuels | Other Kerosene | Gasoline Type Jet Fuel | Kerosene Type Jet Fuel | Naphta | Gas/Diesel oil | Transport Diesel | Heating and other Gasoil | Residual Fuel Oil | Fuel Oil - Low Sulphur (< 1%) | Fuel Oil - High Sulphur (>= 1%) | Other petroleum products | White Spirit and SBP | Lubricants | Bitumen | Petroleum Coke | Paraffin Waxes | Other Oil Products | Biogasoline | Biodiesels |  | Iceland
Transformation input in Main Activity Producer Conventional Power Stations | 43 | : | : | : | : | : | : | : | : | 43 | : | : | : | : | : | : | : | : | : | : | : | : | 43 | 43 | : | 0 | : | : | : | : | : | : | : | : | : | : | : | Transformation input in Autoproducer Electricity Plants | 0 | Total petroleum products
Transformation input in Main Activity Producer Electricity Plants | 43 | : | : | : | : | : | : | : | : | 43 | : | : | : | : | : | : | : | : | : | : | : | : | 43 | 43 | : | 0 | : | : | : | : | : | : | : | : | : | : | : | AEO | #VALUE! | Refinery gas and ethane
Transformation input in Main Activity Producer CHP Plants | 0 | : | : | : | : | : | : | : | : | 0 | : | : | : | : | : | : | : | : | : | : | : | : | 0 | : | : | 0 | : | : | : | : | : | : | : | : | : | : | : | ACHP | #VALUE! | Refinery gas and ethane
Transformation input in Autoproducer Conventional Power Stations | 0 | : | : | : | : | : | : | : | : | 0 | : | : | : | : | : | : | : | : | : | : | : | : | 0 | : | : | 0 | : | : | : | : | : | : | : | : | : | : | : | AEO | #VALUE! | Fuel Oil - Low Sulphur (< 1%)
Transformation input in Autoproducer Electricity Plants | 0 | : | : | : | : | : | : | : | : | 0 | : | : | : | : | : | : | : | : | : | : | : | : | 0 | : | : | 0 | : | : | : | : | : | : | : | : | : | : | : | ACHP | #VALUE! | Fuel Oil - Low Sulphur (< 1%)
Transformation input in Autoproducer CHP Plants | 0 | : | : | : | : | : | : | : | : | 0 | : | : | : | : | : | : | : | : | : | : | : | : | 0 | : | : | 0 | : | : | : | : | : | : | : | : | : | : | : | AEO | #VALUE! | Fuel Oil - High Sulphur (>= 1%)
[38 empty] | ACHP | #VALUE! | Fuel Oil - High Sulphur (>= 1%)
Special value:
: | not available
UNIT | Terajoule
TIME | 2005
GEO | Norway
INDIC_NRG/PRODUCT | Total petroleum products | Crude oil, feedstocks and other hydrocarbons | Crude Oil | Natural Gas Liquids | Crude oil and NGL | Feedstocks and other hydrocarbons | Refinery Feedstocks | Additives/Oxygenates | Other Hydrocarbons | All petroleum products | Refinery gas and ethane | Refinery Gas (not. Liquid) | Ethane | LPG | Motor spirit | Motor Gasoline | Aviation Gasoline | Kerosenes - Jet Fuels | Other Kerosene | Gasoline Type Jet Fuel | Kerosene Type Jet Fuel | Naphta | Gas/Diesel oil | Transport Diesel | Heating and other Gasoil | Residual Fuel Oil | Fuel Oil - Low Sulphur (< 1%) | Fuel Oil - High Sulphur (>= 1%) | Other petroleum products | White Spirit and SBP | Lubricants | Bitumen | Petroleum Coke | Paraffin Waxes | Other Oil Products | Biogasoline | Biodiesels |  | Norway
Transformation input in Main Activity Producer Conventional Power Stations | 0 | 0 | 0 | 0 | 0 | : | : | : | : | 0 | 0 | 0 | 0 | 0 | 0 | 0 | 0 | 0 | 0 | 0 | 0 | 0 | 0 | 0 | 0 | 0 | 0 | 0 | 0 | 0 | 0 | 0 | 0 | 0 | 0 | 0 | 0 | Transformation input in Autoproducer Electricity Plants | 0.085 | Total petroleum products
Transformation input in Main Activity Producer Electricity Plants | 0 | 0 | 0 | 0 | 0 | : | : | : | : | 0 | 0 | 0 | 0 | 0 | 0 | 0 | 0 | 0 | 0 | 0 | 0 | 0 | 0 | 0 | 0 | 0 | 0 | 0 | 0 | 0 | 0 | 0 | 0 | 0 | 0 | 0 | 0 | AEO | 0 | Refinery gas and ethane
Transformation input in Main Activity Producer CHP Plants | 0 | 0 | 0 | 0 | 0 | : | : | : | : | 0 | 0 | 0 | 0 | 0 | 0 | 0 | 0 | 0 | 0 | 0 | 0 | 0 | 0 | 0 | 0 | 0 | 0 | 0 | 0 | 0 | 0 | 0 | 0 | 0 | 0 | 0 | 0 | ACHP | 0 | Refinery gas and ethane
Transformation input in Autoproducer Conventional Power Stations | 85 | 0 | 0 | 0 | 0 | : | : | : | : | 85 | 0 | 0 | 0 | 0 | 0 | 0 | 0 | 0 | 0 | 0 | 0 | 0 | 85 | 0 | 86 | 0 | 0 | 0 | 0 | 0 | 0 | 0 | 0 | 0 | 0 | 0 | 0 | AEO | 0 | Fuel Oil - Low Sulphur (< 1%)
Transformation input in Autoproducer Electricity Plants | 85 | 0 | 0 | 0 | 0 | : | : | : | : | 85 | 0 | 0 | 0 | 0 | 0 | 0 | 0 | 0 | 0 | 0 | 0 | 0 | 85 | 0 | 86 | 0 | 0 | 0 | 0 | 0 | 0 | 0 | 0 | 0 | 0 | 0 | 0 | ACHP | 0 | Fuel Oil - Low Sulphur (< 1%)
Transformation input in Autoproducer CHP Plants | 0 | 0 | 0 | 0 | 0 | : | : | : | : | 0 | 0 | 0 | 0 | 0 | 0 | 0 | 0 | 0 | 0 | 0 | 0 | 0 | 0 | 0 | 0 | 0 | 0 | 0 | 0 | 0 | 0 | 0 | 0 | 0 | 0 | 0 | 0 | AEO | 0 | Fuel Oil - High Sulphur (>= 1%)
[38 empty] | ACHP | 0 | Fuel Oil - High Sulphur (>= 1%)
Special value:
: | not available
UNIT | Terajoule
TIME | 2005
GEO | Switzerland
INDIC_NRG/PRODUCT | Total petroleum products | Crude oil, feedstocks and other hydrocarbons | Crude Oil | Natural Gas Liquids | Crude oil and NGL | Feedstocks and other hydrocarbons | Refinery Feedstocks | Additives/Oxygenates | Other Hydrocarbons | All petroleum products | Refinery gas and ethane | Refinery Gas (not. Liquid) | Ethane | LPG | Motor spirit | Motor Gasoline | Aviation Gasoline | Kerosenes - Jet Fuels | Other Kerosene | Gasoline Type Jet Fuel | Kerosene Type Jet Fuel | Naphta | Gas/Diesel oil | Transport Diesel | Heating and other Gasoil | Residual Fuel Oil | Fuel Oil - Low Sulphur (< 1%) | Fuel Oil - High Sulphur (>= 1%) | Other petroleum products | White Spirit and SBP | Lubricants | Bitumen | Petroleum Coke | Paraffin Waxes | Other Oil Products | Biogasoline | Biodiesels |  | Switzerland
Transformation input in Main Activity Producer Conventional Power Stations | 85 | 0 | 0 | 0 | 0 | : | : | : | : | 85 | 0 | 0 | 0 | 0 | 0 | 0 | 0 | 0 | 0 | 0 | 0 | 0 | 85 | 0 | 85 | 0 | 0 | 0 | 0 | 0 | 0 | 0 | 0 | 0 | 0 | 0 | 0 | Transformation input in Autoproducer Electricity Plants | 0.426 | Total petroleum products
Transformation input in Main Activity Producer Electricity Plants | 0 | 0 | 0 | 0 | 0 | : | : | : | : | 0 | 0 | 0 | 0 | 0 | 0 | 0 | 0 | 0 | 0 | 0 | 0 | 0 | 0 | 0 | 0 | 0 | 0 | 0 | 0 | 0 | 0 | 0 | 0 | 0 | 0 | 0 | 0 | AEO | 0 | Refinery gas and ethane
Transformation input in Main Activity Producer CHP Plants | 85 | 0 | 0 | 0 | 0 | : | : | : | : | 85 | 0 | 0 | 0 | 0 | 0 | 0 | 0 | 0 | 0 | 0 | 0 | 0 | 85 | 0 | 85 | 0 | 0 | 0 | 0 | 0 | 0 | 0 | 0 | 0 | 0 | 0 | 0 | ACHP | 0 | Refinery gas and ethane
Transformation input in Autoproducer Conventional Power Stations | 1263 | 0 | 0 | 0 | 0 | : | : | : | : | 1263 | 0 | 0 | 0 | 46 | 0 | 0 | 0 | 0 | 0 | 0 | 0 | 0 | 937 | 0 | 937 | 280 | 288 | 0 | 0 | 0 | 0 | 0 | 0 | 0 | 0 | 0 | 0 | AEO | 0 | Fuel Oil - Low Sulphur (< 1%)
Transformation input in Autoproducer Electricity Plants | 426 | 0 | 0 | 0 | 0 | : | : | : | : | 426 | 0 | 0 | 0 | 0 | 0 | 0 | 0 | 0 | 0 | 0 | 0 | 0 | 426 | 0 | 426 | 0 | 0 | 0 | 0 | 0 | 0 | 0 | 0 | 0 | 0 | 0 | 0 | ACHP | 0.288 | Fuel Oil - Low Sulphur (< 1%)
Transformation input in Autoproducer CHP Plants | 837 | 0 | 0 | 0 | 0 | : | : | : | : | 837 | 0 | 0 | 0 | 46 | 0 | 0 | 0 | 0 | 0 | 0 | 0 | 0 | 511 | 0 | 511 | 280 | 288 | 0 | 0 | 0 | 0 | 0 | 0 | 0 | 0 | 0 | 0 | AEO | 0 | Fuel Oil - High Sulphur (>= 1%)
[38 empty] | ACHP | 0 | Fuel Oil - High Sulphur (>= 1%)
Special value:
: | not available
UNIT | Terajoule
TIME | 2005
GEO | Croatia
INDIC_NRG/PRODUCT | Total petroleum products | Crude oil, feedstocks and other hydrocarbons | Crude Oil | Natural Gas Liquids | Crude oil and NGL | Feedstocks and other hydrocarbons | Refinery Feedstocks | Additives/Oxygenates | Other Hydrocarbons | All petroleum products | Refinery gas and ethane | Refinery Gas (not. Liquid) | Ethane | LPG | Motor spirit | Motor Gasoline | Aviation Gasoline | Kerosenes - Jet Fuels | Other Kerosene | Gasoline Type Jet Fuel | Kerosene Type Jet Fuel | Naphta | Gas/Diesel oil | Transport Diesel | Heating and other Gasoil | Residual Fuel Oil | Fuel Oil - Low Sulphur (< 1%) | Fuel Oil - High Sulphur (>= 1%) | Other petroleum products | White Spirit and SBP | Lubricants | Bitumen | Petroleum Coke | Paraffin Waxes | Other Oil Products | Biogasoline | Biodiesels |  | Croatia
Transformation input in Main Activity Producer Conventional Power Stations | 18053 | 0 | 0 | 0 | 0 | : | : | : | : | 18053 | 0 | 0 | 0 | 0 | 0 | 0 | 0 | 0 | 0 | 0 | 0 | 0 | 213 | 0 | 213 | 17840 | 2880 | 14960 | 0 | 0 | 0 | 0 | 0 | 0 | 0 | 0 | 0 | Transformation input in Autoproducer Electricity Plants | 0 | Total petroleum products
Transformation input in Main Activity Producer Electricity Plants | 11488 | 0 | 0 | 0 | 0 | : | : | : | : | 11488 | 0 | 0 | 0 | 0 | 0 | 0 | 0 | 0 | 0 | 0 | 0 | 0 | 128 | 0 | 128 | 11360 | 1680 | 9680 | 0 | 0 | 0 | 0 | 0 | 0 | 0 | 0 | 0 | AEO | 0 | Refinery gas and ethane
Transformation input in Main Activity Producer CHP Plants | 6565 | 0 | 0 | 0 | 0 | : | : | : | : | 6565 | 0 | 0 | 0 | 0 | 0 | 0 | 0 | 0 | 0 | 0 | 0 | 0 | 85 | 0 | 85 | 6480 | 1200 | 5280 | 0 | 0 | 0 | 0 | 0 | 0 | 0 | 0 | 0 | ACHP | 0 | Refinery gas and ethane
Transformation input in Autoproducer Conventional Power Stations | 726 | 0 | 0 | 0 | 0 | : | : | : | : | 726 | 0 | 0 | 0 | 46 | 0 | 0 | 0 | 0 | 0 | 0 | 0 | 0 | 0 | 0 | 0 | 680 | 0 | 680 | 0 | 0 | 0 | 0 | 0 | 0 | 0 | 0 | 0 | AEO | 0 | Fuel Oil - Low Sulphur (< 1%)
Transformation input in Autoproducer Electricity Plants | 0 | 0 | 0 | 0 | 0 | : | : | : | : | 0 | 0 | 0 | 0 | 0 | 0 | 0 | 0 | 0 | 0 | 0 | 0 | 0 | 0 | 0 | 0 | 0 | 0 | 0 | 0 | 0 | 0 | 0 | 0 | 0 | 0 | 0 | 0 | ACHP | 0 | Fuel Oil - Low Sulphur (< 1%)
Transformation input in Autoproducer CHP Plants | 726 | 0 | 0 | 0 | 0 | : | : | : | : | 726 | 0 | 0 | 0 | 46 | 0 | 0 | 0 | 0 | 0 | 0 | 0 | 0 | 0 | 0 | 0 | 680 | 0 | 680 | 0 | 0 | 0 | 0 | 0 | 0 | 0 | 0 | 0 | AEO | 0 | Fuel Oil - High Sulphur (>= 1%)
[38 empty] | ACHP | 0.68 | Fuel Oil - High Sulphur (>= 1%)
Special value:
: | not available
UNIT | Terajoule
TIME | 2005
GEO | Former Yugoslav Republic of Macedonia, the
INDIC_NRG/PRODUCT | Total petroleum products | Crude oil, feedstocks and other hydrocarbons | Crude Oil | Natural Gas Liquids | Crude oil and NGL | Feedstocks and other hydrocarbons | Refinery Feedstocks | Additives/Oxygenates | Other Hydrocarbons | All petroleum products | Refinery gas and ethane | Refinery Gas (not. Liquid) | Ethane | LPG | Motor spirit | Motor Gasoline | Aviation Gasoline | Kerosenes - Jet Fuels | Other Kerosene | Gasoline Type Jet Fuel | Kerosene Type Jet Fuel | Naphta | Gas/Diesel oil | Transport Diesel | Heating and other Gasoil | Residual Fuel Oil | Fuel Oil - Low Sulphur (< 1%) | Fuel Oil - High Sulphur (>= 1%) | Other petroleum products | White Spirit and SBP | Lubricants | Bitumen | Petroleum Coke | Paraffin Waxes | Other Oil Products | Biogasoline | Biodiesels |  | Former Yugoslav Republic of Macedonia, the
Transformation input in Main Activity Producer Conventional Power Stations | 160 | 0 | 0 | 0 | 0 | : | : | : | : | 160 | 0 | 0 | 0 | 0 | 0 | 0 | 0 | 0 | 0 | 0 | 0 | 0 | 0 | 0 | 0 | 160 | 164 | 0 | 0 | 0 | 0 | 0 | 0 | 0 | 0 | 0 | 0 | Transformation input in Autoproducer Electricity Plants | 0 | Total petroleum products
Transformation input in Main Activity Producer Electricity Plants | 160 | 0 | 0 | 0 | 0 | : | : | : | : | 160 | 0 | 0 | 0 | 0 | 0 | 0 | 0 | 0 | 0 | 0 | 0 | 0 | 0 | 0 | 0 | 160 | 164 | 0 | 0 | 0 | 0 | 0 | 0 | 0 | 0 | 0 | 0 | AEO | 0 | Refinery gas and ethane
Transformation input in Main Activity Producer CHP Plants | 0 | 0 | 0 | 0 | 0 | : | : | : | : | 0 | 0 | 0 | 0 | 0 | 0 | 0 | 0 | 0 | 0 | 0 | 0 | 0 | 0 | 0 | 0 | 0 | 0 | 0 | 0 | 0 | 0 | 0 | 0 | 0 | 0 | 0 | 0 | ACHP | 0.121 | Refinery gas and ethane
Transformation input in Autoproducer Conventional Power Stations | 441 | 0 | 0 | 0 | 0 | : | : | : | : | 441 | 121 | 121 | 0 | 0 | 0 | 0 | 0 | 0 | 0 | 0 | 0 | 0 | 0 | 0 | 0 | 320 | 327 | 0 | 0 | 0 | 0 | 0 | 0 | 0 | 0 | 0 | 0 | AEO | 0 | Fuel Oil - Low Sulphur (< 1%)
Transformation input in Autoproducer Electricity Plants | 0 | 0 | 0 | 0 | 0 | : | : | : | : | 0 | 0 | 0 | 0 | 0 | 0 | 0 | 0 | 0 | 0 | 0 | 0 | 0 | 0 | 0 | 0 | 0 | 0 | 0 | 0 | 0 | 0 | 0 | 0 | 0 | 0 | 0 | 0 | ACHP | 0.327 | Fuel Oil - Low Sulphur (< 1%)
Transformation input in Autoproducer CHP Plants | 441 | 0 | 0 | 0 | 0 | : | : | : | : | 441 | 121 | 121 | 0 | 0 | 0 | 0 | 0 | 0 | 0 | 0 | 0 | 0 | 0 | 0 | 0 | 320 | 327 | 0 | 0 | 0 | 0 | 0 | 0 | 0 | 0 | 0 | 0 | AEO | 0 | Fuel Oil - High Sulphur (>= 1%)
[38 empty] | ACHP | 0 | Fuel Oil - High Sulphur (>= 1%)
Special value:
: | not available
UNIT | Terajoule
TIME | 2005
GEO | Turkey
INDIC_NRG/PRODUCT | Total petroleum products | Crude oil, feedstocks and other hydrocarbons | Crude Oil | Natural Gas Liquids | Crude oil and NGL | Feedstocks and other hydrocarbons | Refinery Feedstocks | Additives/Oxygenates | Other Hydrocarbons | All petroleum products | Refinery gas and ethane | Refinery Gas (not. Liquid) | Ethane | LPG | Motor spirit | Motor Gasoline | Aviation Gasoline | Kerosenes - Jet Fuels | Other Kerosene | Gasoline Type Jet Fuel | Kerosene Type Jet Fuel | Naphta | Gas/Diesel oil | Transport Diesel | Heating and other Gasoil | Residual Fuel Oil | Fuel Oil - Low Sulphur (< 1%) | Fuel Oil - High Sulphur (>= 1%) | Other petroleum products | White Spirit and SBP | Lubricants | Bitumen | Petroleum Coke | Paraffin Waxes | Other Oil Products | Biogasoline | Biodiesels |  | Turkey
Transformation input in Main Activity Producer Conventional Power Stations | 24128 | 0 | 0 | 0 | 0 | : | : | : | : | 24128 | 0 | 0 | 0 | 0 | 0 | 0 | 0 | 0 | 0 | 0 | 0 | 88 | 0 | 0 | 0 | 24040 | 0 | 24040 | 0 | 0 | 0 | 0 | 0 | 0 | 0 | 0 | 0 | Transformation input in Autoproducer Electricity Plants | 17.747 | Total petroleum products
Transformation input in Main Activity Producer Electricity Plants | 23644 | 0 | 0 | 0 | 0 | : | : | : | : | 23644 | 0 | 0 | 0 | 0 | 0 | 0 | 0 | 0 | 0 | 0 | 0 | 44 | 0 | 0 | 0 | 23600 | 0 | 23600 | 0 | 0 | 0 | 0 | 0 | 0 | 0 | 0 | 0 | AEO | 0 | Refinery gas and ethane
Transformation input in Main Activity Producer CHP Plants | 484 | 0 | 0 | 0 | 0 | : | : | : | : | 484 | 0 | 0 | 0 | 0 | 0 | 0 | 0 | 0 | 0 | 0 | 0 | 44 | 0 | 0 | 0 | 440 | 0 | 440 | 0 | 0 | 0 | 0 | 0 | 0 | 0 | 0 | 0 | ACHP | 0 | Refinery gas and ethane
Transformation input in Autoproducer Conventional Power Stations | 26427 | 0 | 0 | 0 | 0 | : | : | : | : | 26427 | 0 | 0 | 0 | 184 | 0 | 0 | 0 | 0 | 0 | 0 | 0 | 3080 | 43 | 43 | 0 | 23120 | 0 | 23120 | 0 | 0 | 0 | 0 | 0 | 0 | 0 | 0 | 0 | AEO | 0 | Fuel Oil - Low Sulphur (< 1%)
Transformation input in Autoproducer Electricity Plants | 17747 | 0 | 0 | 0 | 0 | : | : | : | : | 17747 | 0 | 0 | 0 | 0 | 0 | 0 | 0 | 0 | 0 | 0 | 0 | 1584 | 43 | 43 | 0 | 16120 | 0 | 16120 | 0 | 0 | 0 | 0 | 0 | 0 | 0 | 0 | 0 | ACHP | 0 | Fuel Oil - Low Sulphur (< 1%)
Transformation input in Autoproducer CHP Plants | 8680 | 0 | 0 | 0 | 0 | : | : | : | : | 8680 | 0 | 0 | 0 | 184 | 0 | 0 | 0 | 0 | 0 | 0 | 0 | 1496 | 0 | 0 | 0 | 7000 | 0 | 7000 | 0 | 0 | 0 | 0 | 0 | 0 | 0 | 0 | 0 | AEO | 16.12 | Fuel Oil - High Sulphur (>= 1%)
[38 empty] | ACHP | 7 | Fuel Oil - High Sulphur (>= 1%)
Special value:
: | not available

## Gas Input
[7 empty] | Belgium | Bulgaria | Czech Republic | Denmark | Germany (until 1990 former territory of the FRG) | Estonia | Ireland | Greece | Spain | France | Italy | Cyprus | Latvia | Lithuania | Luxembourg | Hungary | Netherlands | Austria | Poland | Portugal | Romania | Slovenia | Slovakia | Finland | Sweden | United Kingdom | Iceland | Norway | Switzerland
[7 empty] | 0 | 0 | 0.459 | 0 | 76.083 | 0.171 | 0 | 0.213 | 1.963 | 33.42 | 7.135 | 0 | 0 | 0 | 0 | 0.016 | 1.252 | 22.137 | 0 | 0.073 | 0.226 | 0 | 0 | 7.924 | 3.061 | 58.959 | 0 | 2.03 | 0.005
[7 empty] | 0 | 0 | 0 | 0 | 45.168 | 0.164 | 0 | 0 | 1.963 | 13.005 | 4.455 | 0 | 0 | 0 | 0 | 0 | 0 | 13.206 | 0 | 0 | 0 | 0 | 0 | 7.657 | 3.061 | 38.575 | 0 | 0 | 0
[7 empty] | 2.929 | 2.929 | 17.565 | 0 | 7.313 | 0.158 | 0 | 0 | 1.126 | 3.324 | 0.106 | 0 | 0 | 0 | 0 | 0 | 0.467 | 0.987 | 9.714 | 0 | 1.101 | 0 | 2.665 | 0.4 | 0.004 | 2.092 | 0 | 0 | 0
[5 empty] | Coke Oven Gas | AEO | 0 | 0 | 0 | 0 | 9.133 | 0 | 0 | 0 | 1.963 | 3.053 | 0.821 | 0 | 0 | 0 | 0 | 0 | 0 | 1.914 | 0 | 0 | 0 | 0 | 0 | 0.377 | 0.181 | 6.557 | 0 | 0 | 0
[5 empty] | Blast Furnace Gas | AEO | 0 | 0 | 0 | 0 | 36.035 | 0 | 0 | 0 | 0 | 9.952 | 3.634 | 0 | 0 | 0 | 0 | 0 | 0 | 11.292 | 0 | 0 | 0 | 0 | 0 | 7.28 | 2.88 | 32.018 | 0 | 0 | 0
[5 empty] | Coke Oven Gas | CHP | 0.645 | 0.645 | 1.332 | 0 | 0.665 | 0 | 0 | 0 | 1.126 | 0.239 | 0.008 | 0 | 0 | 0 | 0 | 0 | 0.132 | 0.185 | 5.573 | 0 | 0 | 0 | 0.938 | 0.027 | 0.004 | 0.592 | 0 | 0 | 0
[5 empty] | Blast Furnace Gas | CHP | 2.284 | 2.284 | 3.087 | 0 | 6.648 | 0 | 0 | 0 | 0 | 3.085 | 0.098 | 0 | 0 | 0 | 0 | 0 | 0.335 | 0.802 | 4.141 | 0 | 1.101 | 0 | 1.628 | 0.373 | 0 | 1.5 | 0 | 0 | 0
[7 empty] | 21 | 37 | 53 | 69 | 85 | 101 | 117 | 133 | 149 | 165 | 181 | 197 | 213 | 229 | 245 | 261 | 277 | 293 | 309 | 325 | 341 | 357 | 373 | 389 | 405 | 421 | 437 | 453 | 469
[7 empty] | AT | BE | BG | CY | CZ | DE | DK | EE | ES | FI | FR | GR | HU | IE | IT | LT | LU | LV | MT | NL | PL | PT | RO | SE | SI | SK | UK
[7 empty] | 22.137 | 0 | 0 | 0 | 0.459 | 76.083 | 0 | 0.171 | 1.963 | 7.924 | 33.42 | 0.213 | 0.016 | 0 | 7.135 | 0 | 0 | 0 | 0 | 1.252 | 0 | 0.073 | 0.226 | 3.061 | 0 | 0 | 58.959
[7 empty] | 13.206 | 0 | 0 | 0 | 0 | 45.168 | 0 | 0.164 | 1.963 | 7.657 | 13.005 | 0 | 0 | 0 | 4.455 | 0 | 0 | 0 | 0 | 0 | 0 | 0 | 0 | 3.061 | 0 | 0 | 38.575
[5 empty] | Coke Oven Gas | AEO | 0.987 | 2.929 | 2.929 | 0 | 17.565 | 7.313 | 0 | 0.158 | 1.126 | 0.4 | 3.324 | 0 | 0 | 0 | 0.106 | 0 | 0 | 0 | 0 | 0.467 | 9.714 | 0 | 1.101 | 0.004 | 0 | 2.665 | 2.092
[5 empty] | Blast Furnace Gas | AEO | 1.914 | 0 | 0 | 0 | 0 | 9.133 | 0 | 0 | 1.963 | 0.377 | 3.053 | 0 | 0 | 0 | 0.821 | 0 | 0 | 0 | 0 | 0 | 0 | 0 | 0 | 0.181 | 0 | 0 | 6.557
[5 empty] | Coke Oven Gas | CHP | 11.292 | 0 | 0 | 0 | 0 | 36.035 | 0 | 0 | 0 | 7.28 | 9.952 | 0 | 0 | 0 | 3.634 | 0 | 0 | 0 | 0 | 0 | 0 | 0 | 0 | 2.88 | 0 | 0 | 32.018
[5 empty] | Blast Furnace Gas | CHP | 0.185 | 0.645 | 0.645 | 0 | 1.332 | 0.665 | 0 | 0 | 1.126 | 0.027 | 0.239 | 0 | 0 | 0 | 0.008 | 0 | 0 | 0 | 0 | 0.132 | 5.573 | 0 | 0 | 0.004 | 0 | 0.938 | 0.592
0.802
[7 empty] | 0 | 2.929 | 2.929 | 0 | 17.565 | 7.313 | 0 | 0.158 | 1.126 | 0.004 | 3.324 | 0 | 0 | 0 | 0.106 | 0 | 0 | 0 | 0.467 | 0.987 | 0 | 1.101 | 0 | 2.092 | 2.665 | 0.4 | 0
Supply, transformation, consumption - gas - annual data [nrg_103a]
Last update | 2013-03-20 14:14
Extracted on | 2013-04-23 15:32
Source of data | Eurostat
UNIT | Terajoule
TIME | 2005
GEO | Belgium
INDIC_NRG/PRODUCT | Gas | Natural gas | Derived gases | Coke Oven Gas | Blast Furnace Gas | Gas Works Gas | AT: Oxygen Steel Furnace Gas; CZ: Belgium
Transformation input - Conventional Thermal Power Stations | 193084 | 169904 | 23180 | 2078 | 21102 | 0 | AT: 0; CY: Gas; CZ: 0
Transformation input in Main Activity Producer Conventional Power Stations | 183405 | 163154 | 20251 | 1433 | 18818 | 0 | AT: 0; CY: Derived gases; CZ: 0; DE: AEO
Transformation input in Main Activity Producer Electricity Plants | 142381 | 122130 | 20251 | 1433 | 18818 | 0 | AT: 0; CY: Derived gases; CZ: 2.929; DE: CHP
Transformation input in Main Activity Producer CHP Plants | 41024 | 41024 | 0 | 0 | 0 | 0 | AT: 0; CY: Coke Oven Gas; CZ: 0; DE: AEO
Transformation input in Autoproducer Conventional Power Stations | 9679 | 6750 | 2929 | 645 | 2284 | 0 | AT: 0; CY: Blast Furnace Gas; CZ: 0; DE: AEO
Transformation input in Autoproducer Electricity Plants | 0 | 0 | 0 | 0 | 0 | 0 | AT: 0; CY: Coke Oven Gas; CZ: 0.645; DE: CHP
Transformation input in Autoproducer CHP Plants | 9679 | 6750 | 2929 | 645 | 2284 | 0 | AT: 0; CY: Blast Furnace Gas; CZ: 2.284; DE: CHP
Special value:
: | not available
UNIT | Terajoule
TIME | 2005
GEO | Bulgaria
INDIC_NRG/PRODUCT | Gas | Natural gas | Derived gases | Coke Oven Gas | Blast Furnace Gas | Gas Works Gas | AT: Oxygen Steel Furnace Gas; CZ: Bulgaria
Transformation input - Conventional Thermal Power Stations | 28314 | 26945 | 1369 | 368 | 1001 | 0 | AT: 0; CY: Gas; CZ: 0.76
Transformation input in Main Activity Producer Conventional Power Stations | 21549 | 21549 | 0 | 0 | 0 | 0 | AT: 0; CY: Derived gases; CZ: 0; DE: AEO
Transformation input in Main Activity Producer Electricity Plants | 52 | 52 | 0 | 0 | 0 | 0 | AT: 0; CY: Derived gases; CZ: 1.369; DE: CHP
Transformation input in Main Activity Producer CHP Plants | 21497 | 21497 | 0 | 0 | 0 | 0 | AT: 0; CY: Coke Oven Gas; CZ: 0; DE: AEO
Transformation input in Autoproducer Conventional Power Stations | 6766 | 5396 | 1369 | 368 | 1001 | 0 | AT: 0; CY: Blast Furnace Gas; CZ: 0; DE: AEO
Transformation input in Autoproducer Electricity Plants | 760 | 760 | 0 | 0 | 0 | 0 | AT: 0; CY: Coke Oven Gas; CZ: 0.368; DE: CHP
Transformation input in Autoproducer CHP Plants | 6006 | 4637 | 1369 | 368 | 1001 | 0 | AT: 0; CY: Blast Furnace Gas; CZ: 1.001; DE: CHP
Special value:
: | not available
UNIT | Terajoule
TIME | 2005
GEO | Czech Republic
INDIC_NRG/PRODUCT | Gas | Natural gas | Derived gases | Coke Oven Gas | Blast Furnace Gas | Gas Works Gas | AT: Oxygen Steel Furnace Gas; CZ: Czech Republic
Transformation input - Conventional Thermal Power Stations | 54088 | 28262 | 25826 | 5751 | 6929 | 13146 | AT: 0; CY: Gas; CZ: 0.459
Transformation input in Main Activity Producer Conventional Power Stations | 28576 | 20315 | 8261 | 4419 | 3842 | 0 | AT: 0; CY: Derived gases; CZ: 0; DE: AEO
Transformation input in Main Activity Producer Electricity Plants | 1227 | 1227 | 0 | 0 | 0 | 0 | AT: 0; CY: Derived gases; CZ: 17.565; DE: CHP
Transformation input in Main Activity Producer CHP Plants | 27349 | 19088 | 8261 | 4419 | 3842 | 0 | AT: 0; CY: Coke Oven Gas; CZ: 0; DE: AEO
Transformation input in Autoproducer Conventional Power Stations | 25512 | 7947 | 17565 | 1332 | 3087 | 13146 | AT: 0; CY: Blast Furnace Gas; CZ: 0; DE: AEO
Transformation input in Autoproducer Electricity Plants | 459 | 459 | 0 | 0 | 0 | 0 | AT: 0; CY: Coke Oven Gas; CZ: 1.332; DE: CHP
Transformation input in Autoproducer CHP Plants | 25053 | 7488 | 17565 | 1332 | 3087 | 13146 | AT: 0; CY: Blast Furnace Gas; CZ: 3.087; DE: CHP
Special value:
: | not available
UNIT | Terajoule
TIME | 2005
GEO | Denmark
INDIC_NRG/PRODUCT | Gas | Natural gas | Derived gases | Coke Oven Gas | Blast Furnace Gas | Gas Works Gas | AT: Oxygen Steel Furnace Gas; CZ: Denmark
Transformation input - Conventional Thermal Power Stations | 83580 | 83580 | 0 | 0 | 0 | 0 | AT: 0; CY: Gas; CZ: 0
Transformation input in Main Activity Producer Conventional Power Stations | 71979 | 71979 | 0 | 0 | 0 | 0 | AT: 0; CY: Derived gases; CZ: 0; DE: AEO
Transformation input in Main Activity Producer Electricity Plants | 0 | 0 | 0 | 0 | 0 | 0 | AT: 0; CY: Derived gases; CZ: 0; DE: CHP
Transformation input in Main Activity Producer CHP Plants | 71979 | 71979 | 0 | 0 | 0 | 0 | AT: 0; CY: Coke Oven Gas; CZ: 0; DE: AEO
Transformation input in Autoproducer Conventional Power Stations | 11601 | 11601 | 0 | 0 | 0 | 0 | AT: 0; CY: Blast Furnace Gas; CZ: 0; DE: AEO
Transformation input in Autoproducer Electricity Plants | 0 | 0 | 0 | 0 | 0 | 0 | AT: 0; CY: Coke Oven Gas; CZ: 0; DE: CHP
Transformation input in Autoproducer CHP Plants | 11601 | 11601 | 0 | 0 | 0 | 0 | AT: 0; CY: Blast Furnace Gas; CZ: 0; DE: CHP
Special value:
: | not available
UNIT | Terajoule
TIME | 2005
GEO | Germany (until 1990 former territory of the FRG)
INDIC_NRG/PRODUCT | Gas | Natural gas | Derived gases | Coke Oven Gas | Blast Furnace Gas | Gas Works Gas | AT: Oxygen Steel Furnace Gas; CZ: Germany (until 1990 former territory of the FRG)
Transformation input - Conventional Thermal Power Stations | 810383 | 730711 | 79672 | 10202 | 69470 | 0 | AT: 0; CY: Gas; CZ: 76.083
Transformation input in Main Activity Producer Conventional Power Stations | 499391 | 472200 | 27191 | 404 | 26787 | 0 | AT: 0; CY: Derived gases; CZ: 45.168; DE: AEO
Transformation input in Main Activity Producer Electricity Plants | 184462 | 157662 | 26800 | 404 | 26396 | 0 | AT: 0; CY: Derived gases; CZ: 7.313; DE: CHP
Transformation input in Main Activity Producer CHP Plants | 314929 | 314538 | 391 | 0 | 391 | 0 | AT: 0; CY: Coke Oven Gas; CZ: 9.133; DE: AEO
Transformation input in Autoproducer Conventional Power Stations | 310992 | 258511 | 52481 | 9798 | 42683 | 0 | AT: 0; CY: Blast Furnace Gas; CZ: 36.035; DE: AEO
Transformation input in Autoproducer Electricity Plants | 76083 | 30915 | 45168 | 9133 | 36035 | 0 | AT: 0; CY: Coke Oven Gas; CZ: 0.665; DE: CHP
Transformation input in Autoproducer CHP Plants | 234909 | 227596 | 7313 | 665 | 6648 | 0 | AT: 0; CY: Blast Furnace Gas; CZ: 6.648; DE: CHP
Special value:
: | not available
UNIT | Terajoule
TIME | 2005
GEO | Estonia
INDIC_NRG/PRODUCT | Gas | Natural gas | Derived gases | Coke Oven Gas | Blast Furnace Gas | Gas Works Gas | AT: Oxygen Steel Furnace Gas; CZ: Estonia
Transformation input - Conventional Thermal Power Stations | 9516 | 6275 | 3241 | 0 | 0 | 3241 | AT: 0; CY: Gas; CZ: 0.171
Transformation input in Main Activity Producer Conventional Power Stations | 8844 | 5926 | 2919 | 0 | 0 | 2919 | AT: 0; CY: Derived gases; CZ: 0.164; DE: AEO
Transformation input in Main Activity Producer Electricity Plants | 1326 | 0 | 1326 | 0 | 0 | 1326 | AT: 0; CY: Derived gases; CZ: 0.158; DE: CHP
Transformation input in Main Activity Producer CHP Plants | 7519 | 5926 | 1593 | 0 | 0 | 1593 | AT: 0; CY: Coke Oven Gas; CZ: 0; DE: AEO
Transformation input in Autoproducer Conventional Power Stations | 671 | 349 | 322 | 0 | 0 | 322 | AT: 0; CY: Blast Furnace Gas; CZ: 0; DE: AEO
Transformation input in Autoproducer Electricity Plants | 171 | 7 | 164 | 0 | 0 | 164 | AT: 0; CY: Coke Oven Gas; CZ: 0; DE: CHP
Transformation input in Autoproducer CHP Plants | 500 | 342 | 158 | 0 | 0 | 158 | AT: 0; CY: Blast Furnace Gas; CZ: 0; DE: CHP
Special value:
: | not available
UNIT | Terajoule
TIME | 2005
GEO | Ireland
INDIC_NRG/PRODUCT | Gas | Natural gas | Derived gases | Coke Oven Gas | Blast Furnace Gas | Gas Works Gas | AT: Oxygen Steel Furnace Gas; CZ: Ireland
Transformation input - Conventional Thermal Power Stations | 85399 | 85399 | 0 | 0 | 0 | 0 | AT: 0; CY: Gas; CZ: 0
Transformation input in Main Activity Producer Conventional Power Stations | 81833 | 81833 | 0 | 0 | 0 | 0 | AT: 0; CY: Derived gases; CZ: 0; DE: AEO
Transformation input in Main Activity Producer Electricity Plants | 81833 | 81833 | 0 | 0 | 0 | 0 | AT: 0; CY: Derived gases; CZ: 0; DE: CHP
Transformation input in Main Activity Producer CHP Plants | 0 | 0 | 0 | 0 | 0 | 0 | AT: 0; CY: Coke Oven Gas; CZ: 0; DE: AEO
Transformation input in Autoproducer Conventional Power Stations | 3567 | 3567 | 0 | 0 | 0 | 0 | AT: 0; CY: Blast Furnace Gas; CZ: 0; DE: AEO
Transformation input in Autoproducer Electricity Plants | 0 | 0 | 0 | 0 | 0 | 0 | AT: 0; CY: Coke Oven Gas; CZ: 0; DE: CHP
Transformation input in Autoproducer CHP Plants | 3567 | 3567 | 0 | 0 | 0 | 0 | AT: 0; CY: Blast Furnace Gas; CZ: 0; DE: CHP
Special value:
: | not available
UNIT | Terajoule
TIME | 2005
GEO | Greece
INDIC_NRG/PRODUCT | Gas | Natural gas | Derived gases | Coke Oven Gas | Blast Furnace Gas | Gas Works Gas | AT: Oxygen Steel Furnace Gas; CZ: Greece
Transformation input - Conventional Thermal Power Stations | 67211 | 67211 | 0 | 0 | 0 | 0 | AT: 0; CY: Gas; CZ: 0.213
Transformation input in Main Activity Producer Conventional Power Stations | 66259 | 66259 | 0 | 0 | 0 | 0 | AT: 0; CY: Derived gases; CZ: 0; DE: AEO
Transformation input in Main Activity Producer Electricity Plants | 66259 | 66259 | 0 | 0 | 0 | 0 | AT: 0; CY: Derived gases; CZ: 0; DE: CHP
Transformation input in Main Activity Producer CHP Plants | 0 | 0 | 0 | 0 | 0 | 0 | AT: 0; CY: Coke Oven Gas; CZ: 0; DE: AEO
Transformation input in Autoproducer Conventional Power Stations | 952 | 952 | 0 | 0 | 0 | 0 | AT: 0; CY: Blast Furnace Gas; CZ: 0; DE: AEO
Transformation input in Autoproducer Electricity Plants | 213 | 213 | 0 | 0 | 0 | 0 | AT: 0; CY: Coke Oven Gas; CZ: 0; DE: CHP
Transformation input in Autoproducer CHP Plants | 739 | 739 | 0 | 0 | 0 | 0 | AT: 0; CY: Blast Furnace Gas; CZ: 0; DE: CHP
Special value:
: | not available
UNIT | Terajoule
TIME | 2005
GEO | Spain
INDIC_NRG/PRODUCT | Gas | Natural gas | Derived gases | Coke Oven Gas | Blast Furnace Gas | Gas Works Gas | AT: Oxygen Steel Furnace Gas; CZ: Spain
Transformation input - Conventional Thermal Power Stations | 466421 | 452091 | 14330 | 5261 | 9069 | 0 | AT: 0; CY: Gas; CZ: 1.963
Transformation input in Main Activity Producer Conventional Power Stations | 343364 | 332123 | 11242 | 2173 | 9069 | 0 | AT: 0; CY: Derived gases; CZ: 1.963; DE: AEO
Transformation input in Main Activity Producer Electricity Plants | 343364 | 332123 | 11242 | 2173 | 9069 | 0 | AT: 0; CY: Derived gases; CZ: 1.126; DE: CHP
Transformation input in Main Activity Producer CHP Plants | 0 | 0 | 0 | 0 | 0 | 0 | AT: 0; CY: Coke Oven Gas; CZ: 1.963; DE: AEO
Transformation input in Autoproducer Conventional Power Stations | 123057 | 119968 | 3089 | 3089 | 0 | 0 | AT: 0; CY: Blast Furnace Gas; CZ: 0; DE: AEO
Transformation input in Autoproducer Electricity Plants | 1963 | 0 | 1963 | 1963 | 0 | 0 | AT: 0; CY: Coke Oven Gas; CZ: 1.126; DE: CHP
Transformation input in Autoproducer CHP Plants | 121094 | 119968 | 1126 | 1126 | 0 | 0 | AT: 0; CY: Blast Furnace Gas; CZ: 0; DE: CHP
Special value:
: | not available
UNIT | Terajoule
TIME | 2005
GEO | France
INDIC_NRG/PRODUCT | Gas | Natural gas | Derived gases | Coke Oven Gas | Blast Furnace Gas | Gas Works Gas | AT: Oxygen Steel Furnace Gas; CZ: France
Transformation input - Conventional Thermal Power Stations | 263684 | 228720 | 34964 | 7560 | 27404 | 0 | AT: 0; CY: Gas; CZ: 33.42
Transformation input in Main Activity Producer Conventional Power Stations | 113618 | 94982 | 18636 | 4269 | 14367 | 0 | AT: 0; CY: Derived gases; CZ: 13.005; DE: AEO
Transformation input in Main Activity Producer Electricity Plants | 20032 | 1396 | 18636 | 4269 | 14367 | 0 | AT: 0; CY: Derived gases; CZ: 3.324; DE: CHP
Transformation input in Main Activity Producer CHP Plants | 93587 | 93587 | 0 | 0 | 0 | 0 | AT: 0; CY: Coke Oven Gas; CZ: 3.053; DE: AEO
Transformation input in Autoproducer Conventional Power Stations | 150066 | 133737 | 16328 | 3291 | 13037 | 0 | AT: 0; CY: Blast Furnace Gas; CZ: 9.952; DE: AEO
Transformation input in Autoproducer Electricity Plants | 33420 | 20416 | 13005 | 3053 | 9952 | 0 | AT: 0; CY: Coke Oven Gas; CZ: 0.239; DE: CHP
Transformation input in Autoproducer CHP Plants | 116645 | 113322 | 3324 | 239 | 3085 | 0 | AT: 0; CY: Blast Furnace Gas; CZ: 3.085; DE: CHP
Special value:
: | not available
UNIT | Terajoule
TIME | 2005
GEO | Italy
INDIC_NRG/PRODUCT | Gas | Natural gas | Derived gases | Coke Oven Gas | Blast Furnace Gas | Gas Works Gas | AT: Oxygen Steel Furnace Gas; CZ: Italy
Transformation input - Conventional Thermal Power Stations | 1238660 | 1184142 | 54518 | 12345 | 37709 | 0 | AT: 4464; CY: Gas; CZ: 7.135
Transformation input in Main Activity Producer Conventional Power Stations | 1089417 | 1039460 | 49957 | 11516 | 33977 | 0 | AT: 4464; CY: Derived gases; CZ: 4.455; DE: AEO
Transformation input in Main Activity Producer Electricity Plants | 603729 | 587706 | 16022 | 1382 | 12361 | 0 | AT: 2279; CY: Derived gases; CZ: 0.106; DE: CHP
Transformation input in Main Activity Producer CHP Plants | 485688 | 451753 | 33935 | 10134 | 21616 | 0 | AT: 2185; CY: Coke Oven Gas; CZ: 0.821; DE: AEO
Transformation input in Autoproducer Conventional Power Stations | 149243 | 144682 | 4561 | 829 | 3732 | 0 | AT: 0; CY: Blast Furnace Gas; CZ: 3.634; DE: AEO
Transformation input in Autoproducer Electricity Plants | 7135 | 2680 | 4455 | 821 | 3634 | 0 | AT: 0; CY: Coke Oven Gas; CZ: 0.008; DE: CHP
Transformation input in Autoproducer CHP Plants | 142108 | 142002 | 106 | 8 | 98 | 0 | AT: 0; CY: Blast Furnace Gas; CZ: 0.098; DE: CHP
Special value:
: | not available
UNIT | Terajoule
TIME | 2005
GEO | Cyprus
INDIC_NRG/PRODUCT | Gas | Natural gas | Derived gases | Coke Oven Gas | Blast Furnace Gas | Gas Works Gas | AT: Oxygen Steel Furnace Gas; CZ: Cyprus
Transformation input - Conventional Thermal Power Stations | 0 | : | 0 | 0 | 0 | 0 | AT: 0; CY: Gas; CZ: 0
Transformation input in Main Activity Producer Conventional Power Stations | 0 | : | 0 | 0 | 0 | 0 | AT: 0; CY: Derived gases; CZ: 0; DE: AEO
Transformation input in Main Activity Producer Electricity Plants | 0 | : | 0 | 0 | 0 | 0 | AT: 0; CY: Derived gases; CZ: 0; DE: CHP
Transformation input in Main Activity Producer CHP Plants | 0 | : | 0 | 0 | 0 | 0 | AT: 0; CY: Coke Oven Gas; CZ: 0; DE: AEO
Transformation input in Autoproducer Conventional Power Stations | 0 | : | 0 | 0 | 0 | 0 | AT: 0; CY: Blast Furnace Gas; CZ: 0; DE: AEO
Transformation input in Autoproducer Electricity Plants | 0 | : | 0 | 0 | 0 | 0 | AT: 0; CY: Coke Oven Gas; CZ: 0; DE: CHP
Transformation input in Autoproducer CHP Plants | 0 | : | 0 | 0 | 0 | 0 | AT: 0; CY: Blast Furnace Gas; CZ: 0; DE: CHP
Special value:
: | not available
UNIT | Terajoule
TIME | 2005
GEO | Latvia
INDIC_NRG/PRODUCT | Gas | Natural gas | Derived gases | Coke Oven Gas | Blast Furnace Gas | Gas Works Gas | AT: Oxygen Steel Furnace Gas; CZ: Latvia
Transformation input - Conventional Thermal Power Stations | 22640 | 22640 | 0 | 0 | 0 | 0 | AT: 0; CY: Gas; CZ: 0
Transformation input in Main Activity Producer Conventional Power Stations | 21869 | 21869 | 0 | 0 | 0 | 0 | AT: 0; CY: Derived gases; CZ: 0; DE: AEO
Transformation input in Main Activity Producer Electricity Plants | 0 | 0 | 0 | 0 | 0 | 0 | AT: 0; CY: Derived gases; CZ: 0; DE: CHP
Transformation input in Main Activity Producer CHP Plants | 21869 | 21869 | 0 | 0 | 0 | 0 | AT: 0; CY: Coke Oven Gas; CZ: 0; DE: AEO
Transformation input in Autoproducer Conventional Power Stations | 771 | 771 | 0 | 0 | 0 | 0 | AT: 0; CY: Blast Furnace Gas; CZ: 0; DE: AEO
Transformation input in Autoproducer Electricity Plants | 0 | 0 | 0 | 0 | 0 | 0 | AT: 0; CY: Coke Oven Gas; CZ: 0; DE: CHP
Transformation input in Autoproducer CHP Plants | 771 | 771 | 0 | 0 | 0 | 0 | AT: 0; CY: Blast Furnace Gas; CZ: 0; DE: CHP
Special value:
: | not available
UNIT | Terajoule
TIME | 2005
GEO | Lithuania
INDIC_NRG/PRODUCT | Gas | Natural gas | Derived gases | Coke Oven Gas | Blast Furnace Gas | Gas Works Gas | AT: Oxygen Steel Furnace Gas; CZ: Lithuania
Transformation input - Conventional Thermal Power Stations | 43705 | 43705 | 0 | 0 | 0 | 0 | AT: 0; CY: Gas; CZ: 0
Transformation input in Main Activity Producer Conventional Power Stations | 42533 | 42533 | 0 | 0 | 0 | 0 | AT: 0; CY: Derived gases; CZ: 0; DE: AEO
Transformation input in Main Activity Producer Electricity Plants | 0 | 0 | 0 | 0 | 0 | 0 | AT: 0; CY: Derived gases; CZ: 0; DE: CHP
Transformation input in Main Activity Producer CHP Plants | 42533 | 42533 | 0 | 0 | 0 | 0 | AT: 0; CY: Coke Oven Gas; CZ: 0; DE: AEO
Transformation input in Autoproducer Conventional Power Stations | 1172 | 1172 | 0 | 0 | 0 | 0 | AT: 0; CY: Blast Furnace Gas; CZ: 0; DE: AEO
Transformation input in Autoproducer Electricity Plants | 0 | 0 | 0 | 0 | 0 | 0 | AT: 0; CY: Coke Oven Gas; CZ: 0; DE: CHP
Transformation input in Autoproducer CHP Plants | 1172 | 1172 | 0 | 0 | 0 | 0 | AT: 0; CY: Blast Furnace Gas; CZ: 0; DE: CHP
Special value:
: | not available
UNIT | Terajoule
TIME | 2005
GEO | Luxembourg
INDIC_NRG/PRODUCT | Gas | Natural gas | Derived gases | Coke Oven Gas | Blast Furnace Gas | Gas Works Gas | AT: Oxygen Steel Furnace Gas; CZ: Luxembourg
Transformation input - Conventional Thermal Power Stations | 22823 | 22823 | 0 | 0 | 0 | 0 | AT: 0; CY: Gas; CZ: 0
Transformation input in Main Activity Producer Conventional Power Stations | 17635 | 17635 | 0 | 0 | 0 | 0 | AT: 0; CY: Derived gases; CZ: 0; DE: AEO
Transformation input in Main Activity Producer Electricity Plants | 17635 | 17635 | 0 | 0 | 0 | 0 | AT: 0; CY: Derived gases; CZ: 0; DE: CHP
Transformation input in Main Activity Producer CHP Plants | 0 | 0 | 0 | 0 | 0 | 0 | AT: 0; CY: Coke Oven Gas; CZ: 0; DE: AEO
Transformation input in Autoproducer Conventional Power Stations | 5189 | 5189 | 0 | 0 | 0 | 0 | AT: 0; CY: Blast Furnace Gas; CZ: 0; DE: AEO
Transformation input in Autoproducer Electricity Plants | 0 | 0 | 0 | 0 | 0 | 0 | AT: 0; CY: Coke Oven Gas; CZ: 0; DE: CHP
Transformation input in Autoproducer CHP Plants | 5189 | 5189 | 0 | 0 | 0 | 0 | AT: 0; CY: Blast Furnace Gas; CZ: 0; DE: CHP
Special value:
: | not available
UNIT | Terajoule
TIME | 2005
GEO | Hungary
INDIC_NRG/PRODUCT | Gas | Natural gas | Derived gases | Coke Oven Gas | Blast Furnace Gas | Gas Works Gas | AT: Oxygen Steel Furnace Gas; CZ: Hungary
Transformation input - Conventional Thermal Power Stations | 128888 | 125263 | 3625 | 680 | 2945 | 0 | AT: 0; CY: Gas; CZ: 0.016
Transformation input in Main Activity Producer Conventional Power Stations | 126122 | 122496 | 3625 | 680 | 2945 | 0 | AT: 0; CY: Derived gases; CZ: 0; DE: AEO
Transformation input in Main Activity Producer Electricity Plants | 43772 | 43426 | 346 | 84 | 262 | 0 | AT: 0; CY: Derived gases; CZ: 0; DE: CHP
Transformation input in Main Activity Producer CHP Plants | 82350 | 79070 | 3280 | 597 | 2683 | 0 | AT: 0; CY: Coke Oven Gas; CZ: 0; DE: AEO
Transformation input in Autoproducer Conventional Power Stations | 2767 | 2767 | 0 | 0 | 0 | 0 | AT: 0; CY: Blast Furnace Gas; CZ: 0; DE: AEO
Transformation input in Autoproducer Electricity Plants | 16 | 16 | 0 | 0 | 0 | 0 | AT: 0; CY: Coke Oven Gas; CZ: 0; DE: CHP
Transformation input in Autoproducer CHP Plants | 2750 | 2750 | 0 | 0 | 0 | 0 | AT: 0; CY: Blast Furnace Gas; CZ: 0; DE: CHP
Special value:
: | not available
UNIT | Terajoule
TIME | 2005
GEO | Netherlands
INDIC_NRG/PRODUCT | Gas | Natural gas | Derived gases | Coke Oven Gas | Blast Furnace Gas | Gas Works Gas | AT: Oxygen Steel Furnace Gas; CZ: Netherlands
Transformation input - Conventional Thermal Power Stations | 498768 | 472136 | 26632 | 1589 | 25043 | 0 | AT: 0; CY: Gas; CZ: 1.252
Transformation input in Main Activity Producer Conventional Power Stations | 440396 | 414230 | 26165 | 1457 | 24708 | 0 | AT: 0; CY: Derived gases; CZ: 0; DE: AEO
Transformation input in Main Activity Producer Electricity Plants | 150310 | 133149 | 17161 | 1457 | 15704 | 0 | AT: 0; CY: Derived gases; CZ: 0.467; DE: CHP
Transformation input in Main Activity Producer CHP Plants | 290086 | 281082 | 9004 | 0 | 9004 | 0 | AT: 0; CY: Coke Oven Gas; CZ: 0; DE: AEO
Transformation input in Autoproducer Conventional Power Stations | 58372 | 57905 | 467 | 132 | 335 | 0 | AT: 0; CY: Blast Furnace Gas; CZ: 0; DE: AEO
Transformation input in Autoproducer Electricity Plants | 1252 | 1252 | 0 | 0 | 0 | 0 | AT: 0; CY: Coke Oven Gas; CZ: 0.132; DE: CHP
Transformation input in Autoproducer CHP Plants | 57121 | 56653 | 467 | 132 | 335 | 0 | AT: 0; CY: Blast Furnace Gas; CZ: 0.335; DE: CHP
Special value:
: | not available
UNIT | Terajoule
TIME | 2005
GEO | Austria
INDIC_NRG/PRODUCT | Gas | Natural gas | Derived gases | Coke Oven Gas | Blast Furnace Gas | Gas Works Gas | AT: Oxygen Steel Furnace Gas; CZ: Austria
Transformation input - Conventional Thermal Power Stations | 118742 | 104549 | 14193 | 2099 | 12094 | 0 | AT: 0; CY: Gas; CZ: 22.137
Transformation input in Main Activity Producer Conventional Power Stations | 85066 | 85066 | 0 | 0 | 0 | 0 | AT: 0; CY: Derived gases; CZ: 13.206; DE: AEO
Transformation input in Main Activity Producer Electricity Plants | 46198 | 46198 | 0 | 0 | 0 | 0 | AT: 0; CY: Derived gases; CZ: 0.987; DE: CHP
Transformation input in Main Activity Producer CHP Plants | 38868 | 38868 | 0 | 0 | 0 | 0 | AT: 0; CY: Coke Oven Gas; CZ: 1.914; DE: AEO
Transformation input in Autoproducer Conventional Power Stations | 33676 | 19483 | 14193 | 2099 | 12094 | 0 | AT: 0; CY: Blast Furnace Gas; CZ: 11.292; DE: AEO
Transformation input in Autoproducer Electricity Plants | 22137 | 8931 | 13206 | 1914 | 11292 | 0 | AT: 0; CY: Coke Oven Gas; CZ: 0.185; DE: CHP
Transformation input in Autoproducer CHP Plants | 11539 | 10553 | 987 | 185 | 802 | 0 | AT: 0; CY: Blast Furnace Gas; CZ: 0.802; DE: CHP
Special value:
: | not available
UNIT | Terajoule
TIME | 2005
GEO | Poland
INDIC_NRG/PRODUCT | Gas | Natural gas | Derived gases | Coke Oven Gas | Blast Furnace Gas | Gas Works Gas | AT: Oxygen Steel Furnace Gas; CZ: Poland
Transformation input - Conventional Thermal Power Stations | 62103 | 44756 | 17347 | 13206 | 4141 | 0 | AT: 0; CY: Gas; CZ: 0
Transformation input in Main Activity Producer Conventional Power Stations | 47516 | 39884 | 7633 | 7633 | 0 | 0 | AT: 0; CY: Derived gases; CZ: 0; DE: AEO
Transformation input in Main Activity Producer Electricity Plants | 0 | 0 | 0 | 0 | 0 | 0 | AT: 0; CY: Derived gases; CZ: 9.714; DE: CHP
Transformation input in Main Activity Producer CHP Plants | 47516 | 39884 | 7633 | 7633 | 0 | 0 | AT: 0; CY: Coke Oven Gas; CZ: 0; DE: AEO
Transformation input in Autoproducer Conventional Power Stations | 14586 | 4873 | 9714 | 5573 | 4141 | 0 | AT: 0; CY: Blast Furnace Gas; CZ: 0; DE: AEO
Transformation input in Autoproducer Electricity Plants | 0 | 0 | 0 | 0 | 0 | 0 | AT: 0; CY: Coke Oven Gas; CZ: 5.573; DE: CHP
Transformation input in Autoproducer CHP Plants | 14586 | 4873 | 9714 | 5573 | 4141 | 0 | AT: 0; CY: Blast Furnace Gas; CZ: 4.141; DE: CHP
Special value:
: | not available
UNIT | Terajoule
TIME | 2005
GEO | Portugal
INDIC_NRG/PRODUCT | Gas | Natural gas | Derived gases | Coke Oven Gas | Blast Furnace Gas | Gas Works Gas | AT: Oxygen Steel Furnace Gas; CZ: Portugal
Transformation input - Conventional Thermal Power Stations | 96663 | 96663 | 0 | 0 | 0 | 0 | AT: 0; CY: Gas; CZ: 0.073
Transformation input in Main Activity Producer Conventional Power Stations | 78859 | 78859 | 0 | 0 | 0 | 0 | AT: 0; CY: Derived gases; CZ: 0; DE: AEO
Transformation input in Main Activity Producer Electricity Plants | 75396 | 75396 | 0 | 0 | 0 | 0 | AT: 0; CY: Derived gases; CZ: 0; DE: CHP
Transformation input in Main Activity Producer CHP Plants | 3463 | 3463 | 0 | 0 | 0 | 0 | AT: 0; CY: Coke Oven Gas; CZ: 0; DE: AEO
Transformation input in Autoproducer Conventional Power Stations | 17804 | 17804 | 0 | 0 | 0 | 0 | AT: 0; CY: Blast Furnace Gas; CZ: 0; DE: AEO
Transformation input in Autoproducer Electricity Plants | 73 | 73 | 0 | 0 | 0 | 0 | AT: 0; CY: Coke Oven Gas; CZ: 0; DE: CHP
Transformation input in Autoproducer CHP Plants | 17731 | 17731 | 0 | 0 | 0 | 0 | AT: 0; CY: Blast Furnace Gas; CZ: 0; DE: CHP
Special value:
: | not available
UNIT | Terajoule
TIME | 2005
GEO | Romania
INDIC_NRG/PRODUCT | Gas | Natural gas | Derived gases | Coke Oven Gas | Blast Furnace Gas | Gas Works Gas | AT: Oxygen Steel Furnace Gas; CZ: Romania
Transformation input - Conventional Thermal Power Stations | 139955 | 137602 | 2353 | 174 | 2179 | 0 | AT: 0; CY: Gas; CZ: 0.226
Transformation input in Main Activity Producer Conventional Power Stations | 134796 | 133545 | 1252 | 174 | 1078 | 0 | AT: 0; CY: Derived gases; CZ: 0; DE: AEO
Transformation input in Main Activity Producer Electricity Plants | 26015 | 26015 | 0 | 0 | 0 | 0 | AT: 0; CY: Derived gases; CZ: 1.101; DE: CHP
Transformation input in Main Activity Producer CHP Plants | 108782 | 107530 | 1252 | 174 | 1078 | 0 | AT: 0; CY: Coke Oven Gas; CZ: 0; DE: AEO
Transformation input in Autoproducer Conventional Power Stations | 5158 | 4057 | 1101 | 0 | 1101 | 0 | AT: 0; CY: Blast Furnace Gas; CZ: 0; DE: AEO
Transformation input in Autoproducer Electricity Plants | 226 | 226 | 0 | 0 | 0 | 0 | AT: 0; CY: Coke Oven Gas; CZ: 0; DE: CHP
Transformation input in Autoproducer CHP Plants | 4932 | 3831 | 1101 | 0 | 1101 | 0 | AT: 0; CY: Blast Furnace Gas; CZ: 1.101; DE: CHP
Special value:
: | not available
UNIT | Terajoule
TIME | 2005
GEO | Slovenia
INDIC_NRG/PRODUCT | Gas | Natural gas | Derived gases | Coke Oven Gas | Blast Furnace Gas | Gas Works Gas | AT: Oxygen Steel Furnace Gas; CZ: Slovenia
Transformation input - Conventional Thermal Power Stations | 2435 | 2435 | 0 | 0 | 0 | 0 | AT: 0; CY: Gas; CZ: 0
Transformation input in Main Activity Producer Conventional Power Stations | 1583 | 1583 | 0 | 0 | 0 | 0 | AT: 0; CY: Derived gases; CZ: 0; DE: AEO
Transformation input in Main Activity Producer Electricity Plants | 368 | 368 | 0 | 0 | 0 | 0 | AT: 0; CY: Derived gases; CZ: 0; DE: CHP
Transformation input in Main Activity Producer CHP Plants | 1215 | 1215 | 0 | 0 | 0 | 0 | AT: 0; CY: Coke Oven Gas; CZ: 0; DE: AEO
Transformation input in Autoproducer Conventional Power Stations | 851 | 851 | 0 | 0 | 0 | 0 | AT: 0; CY: Blast Furnace Gas; CZ: 0; DE: AEO
Transformation input in Autoproducer Electricity Plants | 0 | 0 | 0 | 0 | 0 | 0 | AT: 0; CY: Coke Oven Gas; CZ: 0; DE: CHP
Transformation input in Autoproducer CHP Plants | 851 | 851 | 0 | 0 | 0 | 0 | AT: 0; CY: Blast Furnace Gas; CZ: 0; DE: CHP
Special value:
: | not available
UNIT | Terajoule
TIME | 2005
GEO | Slovakia
INDIC_NRG/PRODUCT | Gas | Natural gas | Derived gases | Coke Oven Gas | Blast Furnace Gas | Gas Works Gas | AT: Oxygen Steel Furnace Gas; CZ: Slovakia
Transformation input - Conventional Thermal Power Stations | 29356 | 26691 | 2665 | 938 | 1628 | 0 | AT: 99; CY: Gas; CZ: 0
Transformation input in Main Activity Producer Conventional Power Stations | 24685 | 24685 | 0 | 0 | 0 | 0 | AT: 0; CY: Derived gases; CZ: 0; DE: AEO
Transformation input in Main Activity Producer Electricity Plants | 0 | 0 | 0 | 0 | 0 | 0 | AT: 0; CY: Derived gases; CZ: 2.665; DE: CHP
Transformation input in Main Activity Producer CHP Plants | 24685 | 24685 | 0 | 0 | 0 | 0 | AT: 0; CY: Coke Oven Gas; CZ: 0; DE: AEO
Transformation input in Autoproducer Conventional Power Stations | 4671 | 2006 | 2665 | 938 | 1628 | 0 | AT: 99; CY: Blast Furnace Gas; CZ: 0; DE: AEO
Transformation input in Autoproducer Electricity Plants | 0 | 0 | 0 | 0 | 0 | 0 | AT: 0; CY: Coke Oven Gas; CZ: 0.938; DE: CHP
Transformation input in Autoproducer CHP Plants | 4671 | 2006 | 2665 | 938 | 1628 | 0 | AT: 99; CY: Blast Furnace Gas; CZ: 1.628; DE: CHP
Special value:
: | not available
UNIT | Terajoule
TIME | 2005
GEO | Finland
INDIC_NRG/PRODUCT | Gas | Natural gas | Derived gases | Coke Oven Gas | Blast Furnace Gas | Gas Works Gas | AT: Oxygen Steel Furnace Gas; CZ: Finland
Transformation input - Conventional Thermal Power Stations | 98399 | 90342 | 8057 | 404 | 7653 | 0 | AT: 0; CY: Gas; CZ: 7.924
Transformation input in Main Activity Producer Conventional Power Stations | 77977 | 77977 | 0 | 0 | 0 | 0 | AT: 0; CY: Derived gases; CZ: 7.657; DE: AEO
Transformation input in Main Activity Producer Electricity Plants | 2190 | 2190 | 0 | 0 | 0 | 0 | AT: 0; CY: Derived gases; CZ: 0.4; DE: CHP
Transformation input in Main Activity Producer CHP Plants | 75787 | 75787 | 0 | 0 | 0 | 0 | AT: 0; CY: Coke Oven Gas; CZ: 0.377; DE: AEO
Transformation input in Autoproducer Conventional Power Stations | 20422 | 12365 | 8057 | 404 | 7653 | 0 | AT: 0; CY: Blast Furnace Gas; CZ: 7.28; DE: AEO
Transformation input in Autoproducer Electricity Plants | 7924 | 267 | 7657 | 377 | 7280 | 0 | AT: 0; CY: Coke Oven Gas; CZ: 0.027; DE: CHP
Transformation input in Autoproducer CHP Plants | 12498 | 12098 | 400 | 27 | 373 | 0 | AT: 0; CY: Blast Furnace Gas; CZ: 0.373; DE: CHP
Special value:
: | not available
UNIT | Terajoule
TIME | 2005
GEO | Sweden
INDIC_NRG/PRODUCT | Gas | Natural gas | Derived gases | Coke Oven Gas | Blast Furnace Gas | Gas Works Gas | AT: Oxygen Steel Furnace Gas; CZ: Sweden
Transformation input - Conventional Thermal Power Stations | 20501 | 8274 | 12227 | 1008 | 9736 | 0 | AT: 1483; CY: Gas; CZ: 3.061
Transformation input in Main Activity Producer Conventional Power Stations | 17020 | 7857 | 9163 | 824 | 6856 | 0 | AT: 1483; CY: Derived gases; CZ: 3.061; DE: AEO
Transformation input in Main Activity Producer Electricity Plants | 0 | 0 | 0 | 0 | 0 | 0 | AT: 0; CY: Derived gases; CZ: 0.004; DE: CHP
Transformation input in Main Activity Producer CHP Plants | 17020 | 7857 | 9163 | 824 | 6856 | 0 | AT: 1483; CY: Coke Oven Gas; CZ: 0.181; DE: AEO
Transformation input in Autoproducer Conventional Power Stations | 3481 | 417 | 3065 | 185 | 2880 | 0 | AT: 0; CY: Blast Furnace Gas; CZ: 2.88; DE: AEO
Transformation input in Autoproducer Electricity Plants | 3061 | 0 | 3061 | 181 | 2880 | 0 | AT: 0; CY: Coke Oven Gas; CZ: 0.004; DE: CHP
Transformation input in Autoproducer CHP Plants | 420 | 417 | 4 | 4 | 0 | 0 | AT: 0; CY: Blast Furnace Gas; CZ: 0; DE: CHP
Special value:
: | not available
UNIT | Terajoule
TIME | 2005
GEO | United Kingdom
INDIC_NRG/PRODUCT | Gas | Natural gas | Derived gases | Coke Oven Gas | Blast Furnace Gas | Gas Works Gas | AT: Oxygen Steel Furnace Gas; CZ: United Kingdom
Transformation input - Conventional Thermal Power Stations | 1115239 | 1074571 | 40668 | 7150 | 33518 | 0 | AT: 0; CY: Gas; CZ: 58.959
Transformation input in Main Activity Producer Conventional Power Stations | 900253 | 900253 | 0 | 0 | 0 | 0 | AT: 0; CY: Derived gases; CZ: 38.575; DE: AEO
Transformation input in Main Activity Producer Electricity Plants | 900253 | 900253 | 0 | 0 | 0 | 0 | AT: 0; CY: Derived gases; CZ: 2.092; DE: CHP
Transformation input in Main Activity Producer CHP Plants | 0 | 0 | 0 | 0 | 0 | 0 | AT: 0; CY: Coke Oven Gas; CZ: 6.557; DE: AEO
Transformation input in Autoproducer Conventional Power Stations | 214986 | 174318 | 40668 | 7150 | 33518 | 0 | AT: 0; CY: Blast Furnace Gas; CZ: 32.018; DE: AEO
Transformation input in Autoproducer Electricity Plants | 58959 | 20383 | 38575 | 6557 | 32018 | 0 | AT: 0; CY: Coke Oven Gas; CZ: 0.592; DE: CHP
Transformation input in Autoproducer CHP Plants | 156027 | 153935 | 2092 | 592 | 1500 | 0 | AT: 0; CY: Blast Furnace Gas; CZ: 1.5; DE: CHP
Special value:
: | not available
UNIT | Terajoule
TIME | 2005
GEO | Iceland
INDIC_NRG/PRODUCT | Gas | Natural gas | Derived gases | Coke Oven Gas | Blast Furnace Gas | Gas Works Gas | AT: Oxygen Steel Furnace Gas; CZ: Iceland
Transformation input - Conventional Thermal Power Stations | 0 | : | 0 | 0 | 0 | 0 | AT: 0; CY: Gas; CZ: 0
Transformation input in Main Activity Producer Conventional Power Stations | 0 | : | 0 | 0 | 0 | 0 | AT: 0; CY: Derived gases; CZ: 0; DE: AEO
Transformation input in Main Activity Producer Electricity Plants | 0 | : | 0 | 0 | 0 | 0 | AT: 0; CY: Derived gases; CZ: 0; DE: CHP
Transformation input in Main Activity Producer CHP Plants | 0 | : | 0 | 0 | 0 | 0 | AT: 0; CY: Coke Oven Gas; CZ: 0; DE: AEO
Transformation input in Autoproducer Conventional Power Stations | 0 | : | 0 | 0 | 0 | 0 | AT: 0; CY: Blast Furnace Gas; CZ: 0; DE: AEO
Transformation input in Autoproducer Electricity Plants | 0 | : | 0 | 0 | 0 | 0 | AT: 0; CY: Coke Oven Gas; CZ: 0; DE: CHP
Transformation input in Autoproducer CHP Plants | 0 | : | 0 | 0 | 0 | 0 | AT: 0; CY: Blast Furnace Gas; CZ: 0; DE: CHP
Special value:
: | not available
UNIT | Terajoule
TIME | 2005
GEO | Norway
INDIC_NRG/PRODUCT | Gas | Natural gas | Derived gases | Coke Oven Gas | Blast Furnace Gas | Gas Works Gas | AT: Oxygen Steel Furnace Gas; CZ: Norway
Transformation input - Conventional Thermal Power Stations | 2505 | 2042 | 463 | 0 | 463 | 0 | AT: 0; CY: Gas; CZ: 2.03
Transformation input in Main Activity Producer Conventional Power Stations | 475 | 12 | 463 | 0 | 463 | 0 | AT: 0; CY: Derived gases; CZ: 0; DE: AEO
Transformation input in Main Activity Producer Electricity Plants | 463 | 0 | 463 | 0 | 463 | 0 | AT: 0; CY: Derived gases; CZ: 0; DE: CHP
Transformation input in Main Activity Producer CHP Plants | 12 | 12 | 0 | 0 | 0 | 0 | AT: 0; CY: Coke Oven Gas; CZ: 0; DE: AEO
Transformation input in Autoproducer Conventional Power Stations | 2030 | 2030 | 0 | 0 | 0 | 0 | AT: 0; CY: Blast Furnace Gas; CZ: 0; DE: AEO
Transformation input in Autoproducer Electricity Plants | 2030 | 2030 | 0 | 0 | 0 | 0 | AT: 0; CY: Coke Oven Gas; CZ: 0; DE: CHP
Transformation input in Autoproducer CHP Plants | 0 | 0 | 0 | 0 | 0 | 0 | AT: 0; CY: Blast Furnace Gas; CZ: 0; DE: CHP
Special value:
: | not available
UNIT | Terajoule
TIME | 2005
GEO | Switzerland
INDIC_NRG/PRODUCT | Gas | Natural gas | Derived gases | Coke Oven Gas | Blast Furnace Gas | Gas Works Gas | AT: Oxygen Steel Furnace Gas; CZ: Switzerland
Transformation input - Conventional Thermal Power Stations | 5369 | 5369 | 0 | 0 | 0 | 0 | AT: 0; CY: Gas; CZ: 0.005
Transformation input in Main Activity Producer Conventional Power Stations | 1638 | 1638 | 0 | 0 | 0 | 0 | AT: 0; CY: Derived gases; CZ: 0; DE: AEO
Transformation input in Main Activity Producer Electricity Plants | 0 | 0 | 0 | 0 | 0 | 0 | AT: 0; CY: Derived gases; CZ: 0; DE: CHP
Transformation input in Main Activity Producer CHP Plants | 1638 | 1638 | 0 | 0 | 0 | 0 | AT: 0; CY: Coke Oven Gas; CZ: 0; DE: AEO
Transformation input in Autoproducer Conventional Power Stations | 3731 | 3731 | 0 | 0 | 0 | 0 | AT: 0; CY: Blast Furnace Gas; CZ: 0; DE: AEO
Transformation input in Autoproducer Electricity Plants | 5 | 5 | 0 | 0 | 0 | 0 | AT: 0; CY: Coke Oven Gas; CZ: 0; DE: CHP
Transformation input in Autoproducer CHP Plants | 3726 | 3726 | 0 | 0 | 0 | 0 | AT: 0; CY: Blast Furnace Gas; CZ: 0; DE: CHP
Special value:
: | not available
UNIT | Terajoule
TIME | 2005
GEO | Croatia
INDIC_NRG/PRODUCT | Gas | Natural gas | Derived gases | Coke Oven Gas | Blast Furnace Gas | Gas Works Gas | AT: Oxygen Steel Furnace Gas; CZ: Croatia
Transformation input - Conventional Thermal Power Stations | 20526 | 20526 | 0 | 0 | 0 | 0 | AT: 0; CY: Gas; CZ: 0
Transformation input in Main Activity Producer Conventional Power Stations | 17623 | 17623 | 0 | 0 | 0 | 0 | AT: 0; CY: Derived gases; CZ: 0; DE: AEO
Transformation input in Main Activity Producer Electricity Plants | 1241 | 1241 | 0 | 0 | 0 | 0 | AT: 0; CY: Derived gases; CZ: 0; DE: CHP
Transformation input in Main Activity Producer CHP Plants | 16382 | 16382 | 0 | 0 | 0 | 0 | AT: 0; CY: Coke Oven Gas; CZ: 0; DE: AEO
Transformation input in Autoproducer Conventional Power Stations | 2903 | 2903 | 0 | 0 | 0 | 0 | AT: 0; CY: Blast Furnace Gas; CZ: 0; DE: AEO
Transformation input in Autoproducer Electricity Plants | 0 | 0 | 0 | 0 | 0 | 0 | AT: 0; CY: Coke Oven Gas; CZ: 0; DE: CHP
Transformation input in Autoproducer CHP Plants | 2903 | 2903 | 0 | 0 | 0 | 0 | AT: 0; CY: Blast Furnace Gas; CZ: 0; DE: CHP
Special value:
: | not available
UNIT | Terajoule
TIME | 2005
GEO | Former Yugoslav Republic of Macedonia, the
INDIC_NRG/PRODUCT | Gas | Natural gas | Derived gases | Coke Oven Gas | Blast Furnace Gas | Gas Works Gas | AT: Oxygen Steel Furnace Gas; CZ: Former Yugoslav Republic of Macedonia, the
Transformation input - Conventional Thermal Power Stations | 95 | 95 | 0 | 0 | 0 | 0 | AT: 0; CY: Gas; CZ: 0
Transformation input in Main Activity Producer Conventional Power Stations | 0 | 0 | 0 | 0 | 0 | 0 | AT: 0; CY: Derived gases; CZ: 0; DE: AEO
Transformation input in Main Activity Producer Electricity Plants | 0 | 0 | 0 | 0 | 0 | 0 | AT: 0; CY: Derived gases; CZ: 0; DE: CHP
Transformation input in Main Activity Producer CHP Plants | 0 | 0 | 0 | 0 | 0 | 0 | AT: 0; CY: Coke Oven Gas; CZ: 0; DE: AEO
Transformation input in Autoproducer Conventional Power Stations | 95 | 95 | 0 | 0 | 0 | 0 | AT: 0; CY: Blast Furnace Gas; CZ: 0; DE: AEO
Transformation input in Autoproducer Electricity Plants | 0 | 0 | 0 | 0 | 0 | 0 | AT: 0; CY: Coke Oven Gas; CZ: 0; DE: CHP
Transformation input in Autoproducer CHP Plants | 95 | 95 | 0 | 0 | 0 | 0 | AT: 0; CY: Blast Furnace Gas; CZ: 0; DE: CHP
Special value:
: | not available
UNIT | Terajoule
TIME | 2005
GEO | Turkey
INDIC_NRG/PRODUCT | Gas | Natural gas | Derived gases | Coke Oven Gas | Blast Furnace Gas | Gas Works Gas | AT: Oxygen Steel Furnace Gas; CZ: Turkey
Transformation input - Conventional Thermal Power Stations | 541720 | 528431 | 13288 | 2462 | 10826 | 0 | AT: 0; CY: Gas; CZ: 62.884
Transformation input in Main Activity Producer Conventional Power Stations | 441865 | 441865 | 0 | 0 | 0 | 0 | AT: 0; CY: Derived gases; CZ: 11.98; DE: AEO
Transformation input in Main Activity Producer Electricity Plants | 416366 | 416366 | 0 | 0 | 0 | 0 | AT: 0; CY: Derived gases; CZ: 1.309; DE: CHP
Transformation input in Main Activity Producer CHP Plants | 25499 | 25499 | 0 | 0 | 0 | 0 | AT: 0; CY: Coke Oven Gas; CZ: 2.003; DE: AEO
Transformation input in Autoproducer Conventional Power Stations | 99855 | 86567 | 13288 | 2462 | 10826 | 0 | AT: 0; CY: Blast Furnace Gas; CZ: 9.977; DE: AEO
Transformation input in Autoproducer Electricity Plants | 62884 | 50904 | 11980 | 2003 | 9977 | 0 | AT: 0; CY: Coke Oven Gas; CZ: 0.46; DE: CHP
Transformation input in Autoproducer CHP Plants | 36971 | 35663 | 1309 | 460 | 849 | 0 | AT: 0; CY: Blast Furnace Gas; CZ: 0.849; DE: CHP
Special value:
: | not available

## Ren & Waste
|  | Belgium | Bulgaria | Czech Republic | Denmark | Germany (until 1990 former territory of the FRG) | Estonia | Ireland | Greece | Spain | France | Italy | Cyprus | Latvia | Lithuania | Luxembourg | Hungary | Malta | Netherlands | Austria | Poland | Portugal | Romania | Slovenia | Slovakia | Finland | Sweden | United Kingdom | Iceland | Norway | Switzerland | Croatia | Former Yugoslav Republic of Macedonia, the | Turkey
|  | 0.019 | 0 | 0.446 | 0.02 | 0 | 0.016 | 0 | 0 | 11.215 | 18.812 | 0.6 | 0 | 0.019 | 0 | 0 | 0 | 0 | 15.29 | 0.982 | 0 | 4.668 | 0 | 0.101 | 0.006 | 0 | 0 | 65.518 | 0 | 0 | 1.597 | 0 | 0 | 0.282
|  | 35.658 | 0.009 | 0 | 0 | 0 | 0 | 0.016 | 0 | 0 | 4.913 | 13.222 | 0.224 | 0 | 0 | 0 | 0 | 0 | 0 | 0 | 3.737 | 0 | 0.285 | 0.035 | 0 | 0 | 3.114 | 0 | 10.103 | 0 | 1.513 | 0 | 0 | 0
|  | AT | BE | BG | CY | CZ | DE | DK | EE | ES | FI | FR | GR | HU | IE | IT | LT | LU | LV | MT | NL | PL | PT | RO | SE | SI | SK | UK
|  | 0.982 | 0.019 | 0 | 0 | 0.446 | 0 | 0.02 | 0.016 | 11.215 | 0 | 18.812 | 0 | 0 | 0 | 0.6 | 0 | 0 | 0.019 | 0 | 15.29 | 0 | 4.668 | 0 | 0 | 0.101 | 0.006 | 65.518
|  | 0 | 35.658 | 0.009 | 0.224 | 0 | 0 | 0 | 0 | 0 | 0 | 4.913 | 0 | 0 | 0.016 | 13.222 | 0 | 0 | 0 | 0 | 0 | 3.737 | 0 | 0.285 | 3.114 | 0.035 | 0 | 0
Supply, transformation, consumption - renewables and wastes (total, solar heat, biomass, geothermal, wastes) - annual data [nrg_1071a]
Last update | 2013-03-20 14:15
Extracted on | 2013-04-25 10:32
Source of data | Eurostat
UNIT | Terajoule
PRODUCT | Renewable energies
TIME | 2005
INDIC_NRG/GEO | European Union (27 countries) | Belgium | Bulgaria | Czech Republic | Denmark | Germany (until 1990 former territory of the FRG) | Estonia | Ireland | Greece | Spain | France | Italy | Cyprus | Latvia | Lithuania | Luxembourg | Hungary | Malta | Netherlands | Austria | Poland | Portugal | Romania | Slovenia | Slovakia | Finland | Sweden | United Kingdom | Iceland | Norway | Switzerland | Croatia | Former Yugoslav Republic of Macedonia, the | Turkey
Transformation input - Conventional Thermal Power Stations | 1081090 | 19108 | 0 | 8643 | 42147 | 174119 | 317 | 1247 | 1156 | 50146 | 55254 | 261148 | 0 | 896 | 218 | 600 | 20824 | 0 | 59673 | 28308 | 17654 | 16177 | 69 | 1217 | 1043 | 93563 | 116636 | 110928 | 59342 | 3452 | 19828 | 177 | 0 | 3739
Transformation input in Main Activity Producer Conventional Power Stations | 704540 | 17005 | 0 | 3507 | 29534 | 135305 | 104 | 1044 | 990 | 20900 | 3641 | 258631 | 0 | 718 | 17 | 487 | 20648 | 0 | 34691 | 14260 | 9662 | 3553 | 0 | 156 | 121 | 55313 | 64913 | 29341 | 59342 | 1939 | 483 | 141 | 0 | 3398
Transformation input in Main Activity Producer Electricity Plants | 355785 | 12630 | 0 | 2173 | 0 | 8 | 0 | 1044 | 990 | 20900 | 304 | 225425 | 0 | 0 | 0 | 487 | 18941 | 0 | 22613 | 8545 | 0 | 3553 | 0 | 0 | 0 | 8832 | 0 | 29341 | 18366 | 28 | 0 | 141 | 0 | 3398
Transformation input in Main Activity Producer CHP Plants | 348755 | 4375 | 0 | 1334 | 29534 | 135297 | 104 | 0 | 0 | 0 | 3337 | 33206 | 0 | 718 | 17 | 0 | 1707 | 0 | 12078 | 5715 | 9662 | 0 | 0 | 156 | 121 | 46481 | 64913 | 0 | 40976 | 1911 | 483 | 0 | 0 | 0
Transformation input in Autoproducer Conventional Power Stations | 376550 | 2103 | 0 | 5136 | 12613 | 38814 | 213 | 203 | 166 | 29246 | 51613 | 2517 | 0 | 178 | 201 | 113 | 176 | 0 | 24982 | 14048 | 7992 | 12624 | 69 | 1061 | 922 | 38250 | 51723 | 81587 | 0 | 1513 | 19345 | 36 | 0 | 341
Transformation input in Autoproducer Electricity Plants | 153370 | 28 | 0 | 446 | 20 | 0 | 32 | 0 | 0 | 16128 | 32034 | 824 | 0 | 19 | 0 | 0 | 0 | 0 | 15290 | 4719 | 0 | 4953 | 35 | 101 | 6 | 3114 | 0 | 75621 | 0 | 1513 | 1597 | 0 | 0 | 299
Transformation input in Autoproducer CHP Plants | 223180 | 2075 | 0 | 4690 | 12593 | 38814 | 181 | 203 | 166 | 13118 | 19579 | 1693 | 0 | 159 | 201 | 113 | 176 | 0 | 9692 | 9329 | 7992 | 7671 | 34 | 960 | 916 | 35136 | 51723 | 5966 | 0 | 0 | 17748 | 36 | 0 | 42
Special value:
: | not available
UNIT | Terajoule
PRODUCT | Solar energy
TIME | 2005
INDIC_NRG/GEO | European Union (27 countries) | Belgium | Bulgaria | Czech Republic | Denmark | Germany (until 1990 former territory of the FRG) | Estonia | Ireland | Greece | Spain | France | Italy | Cyprus | Latvia | Lithuania | Luxembourg | Hungary | Malta | Netherlands | Austria | Poland | Portugal | Romania | Slovenia | Slovakia | Finland | Sweden | United Kingdom | Iceland | Norway | Switzerland | Croatia | Former Yugoslav Republic of Macedonia, the | Turkey
Transformation input - Conventional Thermal Power Stations | 0 | 0 | 0 | 0 | 0 | 0 | 0 | 0 | 0 | 0 | 0 | 0 | 0 | 0 | 0 | 0 | 0 | : | 0 | 0 | 0 | 0 | 0 | 0 | 0 | 0 | 0 | 0 | 0 | 0 | 0 | 0 | 0 | 0
Transformation input in Main Activity Producer Conventional Power Stations | 0 | 0 | 0 | 0 | 0 | 0 | 0 | 0 | 0 | 0 | 0 | 0 | 0 | 0 | 0 | 0 | 0 | : | 0 | 0 | 0 | 0 | 0 | 0 | 0 | 0 | 0 | 0 | 0 | 0 | 0 | 0 | 0 | 0
Transformation input in Main Activity Producer Electricity Plants | 0 | 0 | 0 | 0 | 0 | 0 | 0 | 0 | 0 | 0 | 0 | 0 | 0 | 0 | 0 | 0 | 0 | : | 0 | 0 | 0 | 0 | 0 | 0 | 0 | 0 | 0 | 0 | 0 | 0 | 0 | 0 | 0 | 0
Transformation input in Main Activity Producer CHP Plants | 0 | 0 | 0 | 0 | 0 | 0 | 0 | 0 | 0 | 0 | 0 | 0 | 0 | 0 | 0 | 0 | 0 | : | 0 | 0 | 0 | 0 | 0 | 0 | 0 | 0 | 0 | 0 | 0 | 0 | 0 | 0 | 0 | 0
Transformation input in Autoproducer Conventional Power Stations | 0 | 0 | 0 | 0 | 0 | 0 | 0 | 0 | 0 | 0 | 0 | 0 | 0 | 0 | 0 | 0 | 0 | : | 0 | 0 | 0 | 0 | 0 | 0 | 0 | 0 | 0 | 0 | 0 | 0 | 0 | 0 | 0 | 0
Transformation input in Autoproducer Electricity Plants | 0 | 0 | 0 | 0 | 0 | 0 | 0 | 0 | 0 | 0 | 0 | 0 | 0 | 0 | 0 | 0 | 0 | : | 0 | 0 | 0 | 0 | 0 | 0 | 0 | 0 | 0 | 0 | 0 | 0 | 0 | 0 | 0 | 0
Transformation input in Autoproducer CHP Plants | 0 | 0 | 0 | 0 | 0 | 0 | 0 | 0 | 0 | 0 | 0 | 0 | 0 | 0 | 0 | 0 | 0 | : | 0 | 0 | 0 | 0 | 0 | 0 | 0 | 0 | 0 | 0 | 0 | 0 | 0 | 0 | 0 | 0
Special value:
: | not available
UNIT | Terajoule
PRODUCT | Solar thermal
TIME | 2005
INDIC_NRG/GEO | European Union (27 countries) | Belgium | Bulgaria | Czech Republic | Denmark | Germany (until 1990 former territory of the FRG) | Estonia | Ireland | Greece | Spain | France | Italy | Cyprus | Latvia | Lithuania | Luxembourg | Hungary | Malta | Netherlands | Austria | Poland | Portugal | Romania | Slovenia | Slovakia | Finland | Sweden | United Kingdom | Iceland | Norway | Switzerland | Croatia | Former Yugoslav Republic of Macedonia, the | Turkey
Transformation input - Conventional Thermal Power Stations | 0 | 0 | 0 | 0 | 0 | 0 | 0 | 0 | 0 | 0 | 0 | 0 | 0 | 0 | 0 | 0 | 0 | : | 0 | 0 | 0 | 0 | 0 | 0 | 0 | 0 | 0 | 0 | 0 | 0 | 0 | 0 | 0 | 0
Transformation input in Main Activity Producer Conventional Power Stations | 0 | 0 | 0 | 0 | 0 | 0 | 0 | 0 | 0 | 0 | 0 | 0 | 0 | 0 | 0 | 0 | 0 | : | 0 | 0 | 0 | 0 | 0 | 0 | 0 | 0 | 0 | 0 | 0 | 0 | 0 | 0 | 0 | 0
Transformation input in Main Activity Producer Electricity Plants | 0 | 0 | 0 | 0 | 0 | 0 | 0 | 0 | 0 | 0 | 0 | 0 | 0 | 0 | 0 | 0 | 0 | : | 0 | 0 | 0 | 0 | 0 | 0 | 0 | 0 | 0 | 0 | 0 | 0 | 0 | 0 | 0 | 0
Transformation input in Main Activity Producer CHP Plants | 0 | 0 | 0 | 0 | 0 | 0 | 0 | 0 | 0 | 0 | 0 | 0 | 0 | 0 | 0 | 0 | 0 | : | 0 | 0 | 0 | 0 | 0 | 0 | 0 | 0 | 0 | 0 | 0 | 0 | 0 | 0 | 0 | 0
Transformation input in Autoproducer Conventional Power Stations | 0 | 0 | 0 | 0 | 0 | 0 | 0 | 0 | 0 | 0 | 0 | 0 | 0 | 0 | 0 | 0 | 0 | : | 0 | 0 | 0 | 0 | 0 | 0 | 0 | 0 | 0 | 0 | 0 | 0 | 0 | 0 | 0 | 0
Transformation input in Autoproducer Electricity Plants | 0 | 0 | 0 | 0 | 0 | 0 | 0 | 0 | 0 | 0 | 0 | 0 | 0 | 0 | 0 | 0 | 0 | : | 0 | 0 | 0 | 0 | 0 | 0 | 0 | 0 | 0 | 0 | 0 | 0 | 0 | 0 | 0 | 0
Transformation input in Autoproducer CHP Plants | 0 | 0 | 0 | 0 | 0 | 0 | 0 | 0 | 0 | 0 | 0 | 0 | 0 | 0 | 0 | 0 | 0 | : | 0 | 0 | 0 | 0 | 0 | 0 | 0 | 0 | 0 | 0 | 0 | 0 | 0 | 0 | 0 | 0
Special value:
: | not available
UNIT | Terajoule
PRODUCT | Biomass and renewable wastes
TIME | 2005
INDIC_NRG/GEO | European Union (27 countries) | Belgium | Bulgaria | Czech Republic | Denmark | Germany (until 1990 former territory of the FRG) | Estonia | Ireland | Greece | Spain | France | Italy | Cyprus | Latvia | Lithuania | Luxembourg | Hungary | Malta | Netherlands | Austria | Poland | Portugal | Romania | Slovenia | Slovakia | Finland | Sweden | United Kingdom | Iceland | Norway | Switzerland | Croatia | Former Yugoslav Republic of Macedonia, the | Turkey
Transformation input - Conventional Thermal Power Stations | 886611 | 19108 | 0 | 8643 | 42147 | 174111 | 317 | 1247 | 1156 | 50146 | 55254 | 69467 | 0 | 896 | 218 | 600 | 20824 | 0 | 59673 | 28225 | 17654 | 13470 | 69 | 1217 | 1043 | 93563 | 116636 | 110928 | 42 | 3452 | 19828 | 177 | 0 | 341
Transformation input in Main Activity Producer Conventional Power Stations | 510061 | 17005 | 0 | 3507 | 29534 | 135297 | 104 | 1044 | 990 | 20900 | 3641 | 66950 | 0 | 718 | 17 | 487 | 20648 | 0 | 34691 | 14177 | 9662 | 846 | 0 | 156 | 121 | 55313 | 64913 | 29341 | 42 | 1939 | 483 | 141 | 0 | 0
Transformation input in Main Activity Producer Electricity Plants | 161306 | 12630 | 0 | 2173 | 0 | 0 | 0 | 1044 | 990 | 20900 | 304 | 33744 | 0 | 0 | 0 | 487 | 18941 | 0 | 22613 | 8462 | 0 | 846 | 0 | 0 | 0 | 8832 | 0 | 29341 | 42 | 28 | 0 | 141 | 0 | 0
Transformation input in Main Activity Producer CHP Plants | 348755 | 4375 | 0 | 1334 | 29534 | 135297 | 104 | 0 | 0 | 0 | 3337 | 33206 | 0 | 718 | 17 | 0 | 1707 | 0 | 12078 | 5715 | 9662 | 0 | 0 | 156 | 121 | 46481 | 64913 | 0 | 0 | 1911 | 483 | 0 | 0 | 0
Transformation input in Autoproducer Conventional Power Stations | 376550 | 2103 | 0 | 5136 | 12613 | 38814 | 213 | 203 | 166 | 29246 | 51613 | 2517 | 0 | 178 | 201 | 113 | 176 | 0 | 24982 | 14048 | 7992 | 12624 | 69 | 1061 | 922 | 38250 | 51723 | 81587 | 0 | 1513 | 19345 | 36 | 0 | 341
Transformation input in Autoproducer Electricity Plants | 153370 | 28 | 0 | 446 | 20 | 0 | 32 | 0 | 0 | 16128 | 32034 | 824 | 0 | 19 | 0 | 0 | 0 | 0 | 15290 | 4719 | 0 | 4953 | 35 | 101 | 6 | 3114 | 0 | 75621 | 0 | 1513 | 1597 | 0 | 0 | 299
Transformation input in Autoproducer CHP Plants | 223180 | 2075 | 0 | 4690 | 12593 | 38814 | 181 | 203 | 166 | 13118 | 19579 | 1693 | 0 | 159 | 201 | 113 | 176 | 0 | 9692 | 9329 | 7992 | 7671 | 34 | 960 | 916 | 35136 | 51723 | 5966 | 0 | 0 | 17748 | 36 | 0 | 42
Special value:
: | not available
UNIT | Terajoule
PRODUCT | Wood & Wood Waste
TIME | 2005
INDIC_NRG/GEO | European Union (27 countries) | Belgium | Bulgaria | Czech Republic | Denmark | Germany (until 1990 former territory of the FRG) | Estonia | Ireland | Greece | Spain | France | Italy | Cyprus | Latvia | Lithuania | Luxembourg | Hungary | Malta | Netherlands | Austria | Poland | Portugal | Romania | Slovenia | Slovakia | Finland | Sweden | United Kingdom | Iceland | Norway | Switzerland | Croatia | Former Yugoslav Republic of Macedonia, the | Turkey
Transformation input - Conventional Thermal Power Stations | 517878 | 8131 | 0 | 6166 | 22113 | 78200 | 197 | 102 | 0 | 30632 | 19210 | 32649 | 0 | 631 | 191 | 0 | 19320 | : | 20315 | 19659 | 15835 | 8713 | 69 | 994 | 345 | 89899 | 105063 | 39444 | 0 | 1513 | 955 | 36 | 0 | 46
Transformation input in Main Activity Producer Conventional Power Stations | 321443 | 6421 | 0 | 2755 | 21951 | 53033 | 0 | 0 | 0 | 12975 | 0 | 31647 | 0 | 623 | 0 | 0 | 19266 | : | 20315 | 6968 | 9641 | 846 | 0 | 156 | 121 | 52040 | 53344 | 29341 | 0 | 0 | 483 | 0 | 0 | 0
Transformation input in Main Activity Producer Electricity Plants | 104815 | 6421 | 0 | 2018 | 0 | 0 | 0 | 0 | 0 | 12975 | 0 | 14701 | 0 | 0 | 0 | 0 | 18941 | : | 8420 | 2859 | 0 | 846 | 0 | 0 | 0 | 8293 | 0 | 29341 | 0 | 0 | 0 | 0 | 0 | 0
Transformation input in Main Activity Producer CHP Plants | 216628 | 0 | 0 | 737 | 21951 | 53033 | 0 | 0 | 0 | 0 | 0 | 16946 | 0 | 623 | 0 | 0 | 325 | : | 11895 | 4109 | 9641 | 0 | 0 | 156 | 121 | 43747 | 53344 | 0 | 0 | 0 | 483 | 0 | 0 | 0
Transformation input in Autoproducer Conventional Power Stations | 196435 | 1710 | 0 | 3411 | 162 | 25167 | 197 | 102 | 0 | 17657 | 19210 | 1002 | 0 | 8 | 191 | 0 | 54 | : | 0 | 12691 | 6194 | 7867 | 69 | 838 | 224 | 37859 | 51719 | 10103 | 0 | 1513 | 472 | 36 | 0 | 46
Transformation input in Autoproducer Electricity Plants | 35658 | 9 | 0 | 0 | 0 | 0 | 16 | 0 | 0 | 4913 | 13222 | 224 | 0 | 0 | 0 | 0 | 0 | 0 | 0 | 3737 | 0 | 285 | 35 | 0 | 0 | 3114 | 0 | 10103 | 0 | 1513 | 0 | 0 | 0 | 17
Transformation input in Autoproducer CHP Plants | 160777 | 1701 | 0 | 3411 | 162 | 25167 | 181 | 102 | 0 | 12744 | 5988 | 778 | 0 | 8 | 191 | 0 | 54 | : | 0 | 8954 | 6194 | 7582 | 34 | 838 | 224 | 34745 | 51719 | 0 | 0 | 0 | 472 | 36 | 0 | 29
Special value:
: | not available
| 62403 | 374 | 0 | 1279 | 12431 | 13647 | 0 | 101 | 166 | 374 | 13591 | 915 | 0 | 151 | 10 | 113 | 122 | #VALUE! | 9692 | 375 | 1798 | 89 | 0 | 122 | 692 | 391 | 4 | 5966 | 0 | 0 | 17276 | 0 | 0 | 13

## Biofuels Input
Extracted on | 2013-04-25 10:21
Source of data | Eurostat
UNIT | Terajoule
PRODUCT | Biofuels
TIME | 2005
INDIC_NRG/GEO | European Union (27 countries) | Belgium | Bulgaria | Czech Republic | Denmark | Germany (until 1990 former territory of the FRG) | Estonia | Ireland | Greece | Spain | France | Italy | Cyprus | Latvia | Lithuania | Luxembourg | Hungary | Malta | Netherlands | Austria | Poland | Portugal | Romania | Slovenia | Slovakia | Finland | Sweden | United Kingdom | Iceland | Norway | Switzerland | Croatia | Former Yugoslav Republic of Macedonia, the | Turkey
Transformation input - Conventional Thermal Power Stations | 28394 | 697 | 0 | 0 | 0 | 11741 | 0 | 0 | 0 | 0 | 0 | 0 | 0 | 0 | 0 | 0 | 0 | 0 | 13731 | 1046 | 0 | 0 | 0 | 0 | 0 | 0 | 1180 | 0 | 0 | 0 | 0 | 0 | 0 | 0
Transformation input in Main Activity Producer Conventional Power Stations | 17267 | 675 | 0 | 0 | 0 | 799 | 0 | 0 | 0 | 0 | 0 | 0 | 0 | 0 | 0 | 0 | 0 | 0 | 13731 | 887 | 0 | 0 | 0 | 0 | 0 | 0 | 1176 | 0 | 0 | 0 | 0 | 0 | 0 | 0
Transformation input in Main Activity Producer Electricity Plants | 14843 | 675 | 0 | 0 | 0 | 0 | 0 | 0 | 0 | 0 | 0 | 0 | 0 | 0 | 0 | 0 | 0 | 0 | 13731 | 438 | 0 | 0 | 0 | 0 | 0 | 0 | 0 | 0 | 0 | 0 | 0 | 0 | 0 | 0
Transformation input in Main Activity Producer CHP Plants | 2424 | 0 | 0 | 0 | 0 | 799 | 0 | 0 | 0 | 0 | 0 | 0 | 0 | 0 | 0 | 0 | 0 | 0 | 0 | 449 | 0 | 0 | 0 | 0 | 0 | 0 | 1176 | 0 | 0 | 0 | 0 | 0 | 0 | 0
Transformation input in Autoproducer Conventional Power Stations | 11127 | 22 | 0 | 0 | 0 | 10942 | 0 | 0 | 0 | 0 | 0 | 0 | 0 | 0 | 0 | 0 | 0 | 0 | 0 | 159 | 0 | 0 | 0 | 0 | 0 | 0 | 4 | 0 | 0 | 0 | 0 | 0 | 0 | 0
Transformation input in Autoproducer Electricity Plants | 71 | 19 | 0 | 0 | 0 | 0 | 0 | 0 | 0 | 0 | 0 | 0 | 0 | 0 | 0 | 0 | 0 | 0 | 0 | 52 | 0 | 0 | 0 | 0 | 0 | 0 | 0 | 0 | 0 | 0 | 0 | 0 | 0 | 0
Transformation input in Autoproducer CHP Plants | 11056 | 3 | 0 | 0 | 0 | 10942 | 0 | 0 | 0 | 0 | 0 | 0 | 0 | 0 | 0 | 0 | 0 | 0 | 0 | 107 | 0 | 0 | 0 | 0 | 0 | 0 | 4 | 0 | 0 | 0 | 0 | 0 | 0 | 0
|  | Belgium | Bulgaria | Czech Republic | Denmark | Germany (until 1990 former territory of the FRG) | Estonia | Ireland | Greece | Spain | France | Italy | Cyprus | Latvia | Lithuania | Luxembourg | Hungary | Malta | Netherlands | Austria | Poland | Portugal | Romania | Slovenia | Slovakia | Finland | Sweden | United Kingdom
|  | 0.019 | 0 | 0 | 0 | 0 | 0 | 0 | 0 | 0 | 0 | 0 | 0 | 0 | 0 | 0 | 0 | 0 | 0 | 0.052 | 0 | 0 | 0 | 0 | 0 | 0 | 0 | 0
|  | AT | BE | BG | CY | CZ | DE | DK | EE | ES | FI | FR | GR | HU | IE | IT | LT | LU | LV | MT | NL | PL | PT | RO | SE | SI | SK | UK
|  | 0.052 | 0.019 | 0 | 0 | 0 | 0 | 0 | 0 | 0 | 0 | 0 | 0 | 0 | 0 | 0 | 0 | 0 | 0 | 0 | 0 | 0 | 0 | 0 | 0 | 0 | 0 | 0

## Derived Heat Gen
Supply, transformation, consumption - heat - annual data [nrg_106a]
|  | Last update | 2013-03-20 14:15
|  | Extracted on | 2013-04-25 11:34
|  | Source of data | Eurostat
|  | UNIT | Terajoule
|  | PRODUCT | Derived heat
|  | TIME | 2005
Sector | Type | INDIC_NRG/GEO | European Union (27 countries) | Belgium | Bulgaria | Czech Republic | Denmark | Germany (until 1990 former territory of the FRG) | Estonia | Ireland | Greece | Spain | France | Italy | Cyprus | Latvia | Lithuania | Luxembourg | Hungary | Malta | Netherlands | Austria | Poland | Portugal | Romania | Slovenia | Slovakia | Finland | Sweden | United Kingdom | Iceland | Norway | Switzerland | Croatia | Former Yugoslav Republic of Macedonia, the | Turkey
M | C | Net heat production Main activity CHP plants - Nuclear | 4985 | 0 | 406 | 1096 | 0 | 0 | 0 | 0 | 0 | 0 | 0 | 0 | 0 | 0 | 1156 | 0 | 669 | 0 | 0 | 0 | 0 | 0 | 0 | 0 | 1658 | 0 | 0 | 0 | 0 | 0 | 1100 | 0 | 0 | 0
M | H | Net heat production Main activity heat only plants - Nuclear | 0 | 0 | 0 | 0 | 0 | 0 | 0 | 0 | 0 | 0 | 0 | 0 | 0 | 0 | 0 | 0 | 0 | 0 | 0 | 0 | 0 | 0 | 0 | 0 | 0 | 0 | 0 | 0 | 0 | 0 | 0 | 0 | 0 | 0
A | C | Net heat production Autoproducer CHP plants - Nuclear | 0 | 0 | 0 | 0 | 0 | 0 | 0 | 0 | 0 | 0 | 0 | 0 | 0 | 0 | 0 | 0 | 0 | 0 | 0 | 0 | 0 | 0 | 0 | 0 | 0 | 0 | 0 | 0 | 0 | 0 | 0 | 0 | 0 | 0
A | H | Net heat production Autoproducer heat only plants - Nuclear | 0 | 0 | 0 | 0 | 0 | 0 | 0 | 0 | 0 | 0 | 0 | 0 | 0 | 0 | 0 | 0 | 0 | 0 | 0 | 0 | 0 | 0 | 0 | 0 | 0 | 0 | 0 | 0 | 0 | 0 | 0 | 0 | 0 | 0
M | C | Net heat production Main activity CHP plants - Geothermal | 0 | 0 | 0 | 0 | 0 | 0 | 0 | 0 | 0 | 0 | 0 | 0 | 0 | 0 | 0 | 0 | 0 | 0 | 0 | 0 | 0 | 0 | 0 | 0 | 0 | 0 | 0 | 0 | 8071 | 0 | 0 | 0 | 0 | 0
M | H | Net heat production Main activity heat only plants - Geothermal | 1452 | 51 | 0 | 0 | 172 | 450 | 0 | 0 | 0 | 0 | 0 | 0 | 0 | 0 | 61 | 0 | 234 | 0 | 0 | 387 | 0 | 0 | 17 | 0 | 80 | 0 | 0 | 0 | 599 | 0 | 0 | 0 | 0 | 0
A | C | Net heat production Autoproducer CHP plants - Geothermal | 0 | 0 | 0 | 0 | 0 | 0 | 0 | 0 | 0 | 0 | 0 | 0 | 0 | 0 | 0 | 0 | 0 | 0 | 0 | 0 | 0 | 0 | 0 | 0 | 0 | 0 | 0 | 0 | 0 | 0 | 0 | 0 | 0 | 0
A | H | Net heat production Autoproducer heat only plants - Geothermal | 135 | 0 | 0 | 0 | 0 | 0 | 0 | 0 | 0 | 0 | 0 | 0 | 0 | 0 | 0 | 0 | 0 | 0 | 0 | 60 | 0 | 0 | 15 | 0 | 60 | 0 | 0 | 0 | 0 | 0 | 0 | 0 | 0 | 0
M | C | Net heat production Main activity CHP plants - Solar | 0 | 0 | 0 | 0 | 0 | 0 | 0 | 0 | 0 | 0 | 0 | 0 | 0 | 0 | 0 | 0 | 0 | 0 | 0 | 0 | 0 | 0 | 0 | 0 | 0 | 0 | 0 | 0 | 0 | 0 | 0 | 0 | 0 | 0
M | H | Net heat production Main activity heat only plants - Solar | 54 | 0 | 0 | 0 | 53 | 0 | 0 | 0 | 0 | 0 | 0 | 0 | 0 | 0 | 0 | 0 | 1 | 0 | 0 | 0 | 0 | 0 | 0 | 0 | 0 | 0 | 0 | 0 | 0 | 0 | 0 | 0 | 0 | 0
A | C | Net heat production Autoproducer CHP plants - Solar | 0 | 0 | 0 | 0 | 0 | 0 | 0 | 0 | 0 | 0 | 0 | 0 | 0 | 0 | 0 | 0 | 0 | 0 | 0 | 0 | 0 | 0 | 0 | 0 | 0 | 0 | 0 | 0 | 0 | 0 | 0 | 0 | 0 | 0
A | H | Net heat production Autoproducer heat only plants - Solar | 1 | 0 | 0 | 0 | 0 | 0 | 0 | 0 | 0 | 0 | 0 | 0 | 0 | 0 | 0 | 0 | 0 | 0 | 0 | 0 | 0 | 0 | 0 | 0 | 1 | 0 | 0 | 0 | 0 | 0 | 0 | 0 | 0 | 0
M | C | Net heat production Main activity CHP plants - Combustible Fuels | 1480739 | 19172 | 33907 | 89699 | 89928 | 360677 | 9282 | 0 | 2049 | 0 | 59635 | 72641 | 0 | 13677 | 22741 | 853 | 40709 | 0 | 132026 | 37566 | 178197 | 3835 | 89004 | 6922 | 20063 | 117450 | 80706 | 0 | 0 | 3273 | 1091 | 9150 | 0 | 14669
M | H | Net heat production Main activity heat only plants - Combustible Fuels | 514229 | 241 | 12335 | 24585 | 16272 | 128963 | 13889 | 0 | 0 | 0 | 1104 | 0 | 0 | 13075 | 15862 | 73 | 19895 | 0 | 3481 | 19034 | 109595 | 0 | 21073 | 2811 | 17943 | 43676 | 50322 | 0 | 56 | 4611 | 4374 | 3304 | 3160 | 0
A | C | Net heat production Autoproducer CHP plants - Combustible Fuels | 668457 | 0 | 568 | 15970 | 14885 | 287905 | 240 | 0 | 0 | 0 | 109135 | 120423 | 0 | 439 | 332 | 0 | 301 | 0 | 23163 | 4029 | 35752 | 9877 | 5635 | 157 | 2138 | 10930 | 26578 | 0 | 0 | 0 | 9757 | 0 | 553 | 20928
A | H | Net heat production Autoproducer heat only plants - Combustible Fuels | 158133 | 0 | 312 | 7574 | 2930 | 36760 | 3366 | 0 | 0 | 0 | 4430 | 0 | 0 | 3100 | 1495 | 0 | 1788 | 0 | 12193 | 494 | 10699 | 0 | 6037 | 41 | 6843 | 2887 | 0 | 57184 | 0 | 33 | 298 | 0 | 2269 | 0
M | C | Net heat production Main activity CHP plants - Heat Pumps | 4860 | 0 | 0 | 0 | 0 | 0 | 0 | 0 | 0 | 0 | 0 | 0 | 0 | 0 | 0 | 0 | 0 | 0 | 0 | 0 | 0 | 0 | 0 | 0 | 0 | 0 | 4860 | 0 | 0 | 0 | 0 | 0 | 0 | 0
M | H | Net heat production Main activity heat only plants - Heat Pumps | 17448 | 0 | 0 | 0 | 0 | 0 | 0 | 0 | 0 | 0 | 0 | 0 | 0 | 0 | 0 | 0 | 0 | 0 | 0 | 0 | 0 | 0 | 0 | 0 | 0 | 10 | 17438 | 0 | 0 | 524 | 0 | 0 | 0 | 0
A | C | Net heat production Autoproducer CHP plants - Heat Pumps | 0 | 0 | 0 | 0 | 0 | 0 | 0 | 0 | 0 | 0 | 0 | 0 | 0 | 0 | 0 | 0 | 0 | 0 | 0 | 0 | 0 | 0 | 0 | 0 | 0 | 0 | 0 | 0 | 0 | 0 | 0 | 0 | 0 | 0
A | H | Net heat production Autoproducer heat only plants - Heat Pumps | 78 | 0 | 0 | 0 | 72 | 0 | 0 | 0 | 0 | 0 | 0 | 0 | 0 | 0 | 0 | 0 | 0 | 0 | 0 | 0 | 0 | 0 | 0 | 0 | 6 | 0 | 0 | 0 | 0 | 5 | 47 | 0 | 0 | 0
M | C | Net heat production Main activity CHP plants - Electric Boilers | 442 | 0 | 0 | 0 | 0 | 0 | 0 | 0 | 0 | 0 | 0 | 0 | 0 | 0 | 0 | 0 | 0 | 0 | 0 | 0 | 0 | 0 | 0 | 0 | 0 | 0 | 442 | 0 | 0 | 0 | 0 | 0 | 0 | 0
M | H | Net heat production Main activity heat only plants - Electric Boilers | 823 | 0 | 0 | 0 | 0 | 0 | 0 | 0 | 0 | 0 | 0 | 0 | 0 | 0 | 39 | 0 | 0 | 0 | 0 | 0 | 0 | 0 | 0 | 0 | 0 | 64 | 720 | 0 | 567 | 2260 | 0 | 0 | 0 | 0
A | C | Net heat production Autoproducer CHP plants - Electric Boilers | 0 | 0 | 0 | 0 | 0 | 0 | 0 | 0 | 0 | 0 | 0 | 0 | 0 | 0 | 0 | 0 | 0 | 0 | 0 | 0 | 0 | 0 | 0 | 0 | 0 | 0 | 0 | 0 | 0 | 0 | 0 | 0 | 0 | 0
A | H | Net heat production Autoproducer heat only plants - Electric Boilers | 4 | 0 | 0 | 0 | 0 | 0 | 0 | 0 | 0 | 0 | 0 | 0 | 0 | 0 | 2 | 0 | 0 | 0 | 0 | 0 | 0 | 0 | 0 | 0 | 2 | 0 | 0 | 0 | 0 | 3 | 0 | 0 | 0 | 0
A | C | Net heat production Autoproducer CHP plants - Heat from Chemical Sources | 8048 | 2902 | 0 | 0 | 0 | 0 | 0 | 0 | 0 | 0 | 0 | 0 | 0 | 0 | 4638 | 0 | 0 | 0 | 0 | 0 | 0 | 0 | 0 | 0 | 0 | 508 | 0 | 0 | 0 | 0 | 0 | 0 | 0 | 0
A | H | Net heat production Autoproducer heat only plants - Heat from Chemical Sources | 5585 | 0 | 0 | 20 | 0 | 0 | 0 | 0 | 0 | 0 | 0 | 0 | 0 | 0 | 2359 | 0 | 0 | 0 | 0 | 33 | 0 | 0 | 0 | 0 | 0 | 3173 | 0 | 0 | 0 | 1048 | 0 | 0 | 0 | 0
M | C | Net heat production Main activity CHP plants - Other Sources | 292 | 0 | 0 | 292 | 0 | 0 | 0 | 0 | 0 | 0 | 0 | 0 | 0 | 0 | 0 | 0 | 0 | 0 | 0 | 0 | 0 | 0 | 0 | 0 | 0 | 0 | 0 | 0 | 0 | 0 | 0 | 0 | 0 | 0
M | H | Net heat production Main activity heat only plants - Other Sources | 211 | 0 | 0 | 0 | 211 | 0 | 0 | 0 | 0 | 0 | 0 | 0 | 0 | 0 | 0 | 0 | 0 | 0 | 0 | 0 | 0 | 0 | 0 | 0 | 0 | 0 | 0 | 0 | 0 | 0 | 0 | 0 | 0 | 0
A | C | Net heat production Autoproducer CHP plants - Other Sources | 0 | 0 | 0 | 0 | 0 | 0 | 0 | 0 | 0 | 0 | 0 | 0 | 0 | 0 | 0 | 0 | 0 | 0 | 0 | 0 | 0 | 0 | 0 | 0 | 0 | 0 | 0 | 0 | 0 | 0 | 0 | 0 | 0 | 0
A | H | Net heat production Autoproducer heat only plants - Other Sources | 3139 | 0 | 0 | 0 | 2899 | 0 | 0 | 0 | 0 | 0 | 0 | 0 | 0 | 0 | 0 | 0 | 0 | 0 | 0 | 0 | 0 | 0 | 0 | 0 | 48 | 192 | 0 | 0 | 0 | 545 | 0 | 0 | 0 | 0
G | G | Total net production | 2869115 | 22366 | 47528 | 139236 | 127422 | 814755 | 26777 | 0 | 2049 | 0 | 174304 | 193064 | 0 | 30291 | 48685 | 926 | 63597 | 0 | 170863 | 61603 | 334243 | 13712 | 121781 | 9931 | 48842 | 178890 | 181066 | 57184 | 9293 | 12302 | 16667 | 12454 | 5982 | 35597
G | G | Transformation output - Conventional Thermal Power Stations | 2181678 | 22074 | 38422 | 105961 | 105847 | 648582 | 9522 | 0 | 2049 | 0 | 168770 | 193064 | 0 | 14677 | 27782 | 853 | 41010 | 0 | 155189 | 41595 | 219975 | 13712 | 100098 | 7104 | 23918 | 128888 | 112586 | 0 | 8071 | 3484 | 10848 | 9847 | 553 | 35597
G | G | Transformation output - District Heating Plants | 704834 | 292 | 13087 | 32179 | 22609 | 166173 | 17255 | 0 | 0 | 0 | 5534 | 0 | 0 | 16467 | 20188 | 73 | 21918 | 0 | 15674 | 20008 | 120741 | 0 | 27576 | 3000 | 26394 | 50002 | 68480 | 57184 | 1222 | 9243 | 4719 | 3478 | 5530 | 0
G | G | Transformation output - Main Activity Conventional Thermal Power Stations | 1505173 | 19172 | 37854 | 89991 | 90962 | 360677 | 9282 | 0 | 2049 | 0 | 59635 | 72641 | 0 | 14238 | 22812 | 853 | 40709 | 0 | 132026 | 37566 | 184223 | 3835 | 94463 | 6947 | 21780 | 117450 | 86008 | 0 | 8071 | 3484 | 1091 | 9847 | 0 | 14669
G | G | Transformation output - Autoproducer Conventional Thermal Power Stations | 676505 | 2902 | 568 | 15970 | 14885 | 287905 | 240 | 0 | 0 | 0 | 109135 | 120423 | 0 | 439 | 4970 | 0 | 301 | 0 | 23163 | 4029 | 35752 | 9877 | 5635 | 157 | 2138 | 11438 | 26578 | 0 | 0 | 0 | 9757 | 0 | 553 | 20928
G | G | Transformation output - Nuclear Power Stations | 6530 | 0 | 602 | 1096 | 0 | 0 | 0 | 0 | 0 | 0 | 0 | 0 | 0 | 0 | 1930 | 0 | 669 | 0 | 0 | 0 | 0 | 0 | 0 | 0 | 2233 | 0 | 0 | 0 | 0 | 0 | 1100 | 0 | 0 | 0
Special value:
|  | : | not available

## Derived Heat Tot
Supply, transformation, consumption - heat - annual data [nrg_106a]
Last update | 2013-03-20 14:15
Extracted on | 2013-05-07 14:04
Source of data | Eurostat
UNIT | Terajoule
PRODUCT | Derived heat
TIME | 2005
INDIC_NRG/GEO | European Union (27 countries) | European Union (25 countries) | European Union (15 countries) | New Member States (10 countries) | Euro area (EA11-2000, EA12-2006, EA13-2007, EA15-2008, EA16-2010, EA17) | Euro area (17 countries) | Euro area (16 countries) | Euro area (15 countries) | Euro area (13 countries) | Euro area (12 countries) | Belgium | Bulgaria | Czech Republic | Denmark | Germany (until 1990 former territory of the FRG) | Estonia | Ireland | Greece | Spain | France | Italy | Cyprus | Latvia | Lithuania | Luxembourg | Hungary | Malta | Netherlands | Austria | Poland | Portugal | Romania | Slovenia | Slovakia | Finland | Sweden | United Kingdom | European Economic Area (EU-15 plus IS, LI, NO) | Iceland | Norway | Switzerland | Croatia | Former Yugoslav Republic of Macedonia, the | Turkey
Gross heat production Main activity CHP plants - Nuclear | 6530 | 5928 | 0 | 5928 | 0 | 2233 | 2233 | 0 | 0 | 0 | 0 | 602 | 1096 | 0 | 0 | 0 | 0 | 0 | 0 | 0 | 0 | 0 | 0 | 1930 | 0 | 669 | 0 | 0 | 0 | 0 | 0 | 0 | 0 | 2233 | 0 | 0 | 0 | 0 | 0 | 0 | 1100 | 0 | 0 | 0
Gross heat production Main activity heat only plants - Nuclear | 0 | 0 | 0 | 0 | 0 | 0 | 0 | 0 | 0 | 0 | 0 | 0 | 0 | 0 | 0 | 0 | 0 | 0 | 0 | 0 | 0 | 0 | 0 | 0 | 0 | 0 | 0 | 0 | 0 | 0 | 0 | 0 | 0 | 0 | 0 | 0 | 0 | 0 | 0 | 0 | 0 | 0 | 0 | 0
Gross heat production Autoproducer CHP plants - Nuclear | 0 | 0 | 0 | 0 | 0 | 0 | 0 | 0 | 0 | 0 | 0 | 0 | 0 | 0 | 0 | 0 | 0 | 0 | 0 | 0 | 0 | 0 | 0 | 0 | 0 | 0 | 0 | 0 | 0 | 0 | 0 | 0 | 0 | 0 | 0 | 0 | 0 | 0 | 0 | 0 | 0 | 0 | 0 | 0
Gross heat production Autoproducer heat only plants - Nuclear | 0 | 0 | 0 | 0 | 0 | 0 | 0 | 0 | 0 | 0 | 0 | 0 | 0 | 0 | 0 | 0 | 0 | 0 | 0 | 0 | 0 | 0 | 0 | 0 | 0 | 0 | 0 | 0 | 0 | 0 | 0 | 0 | 0 | 0 | 0 | 0 | 0 | 0 | 0 | 0 | 0 | 0 | 0 | 0
Gross heat production Main activity CHP plants - Geothermal | 0 | 0 | 0 | 0 | 0 | 0 | 0 | 0 | 0 | 0 | 0 | 0 | 0 | 0 | 0 | 0 | 0 | 0 | 0 | 0 | 0 | 0 | 0 | 0 | 0 | 0 | 0 | 0 | 0 | 0 | 0 | 0 | 0 | 0 | 0 | 0 | 0 | 0 | 8071 | 0 | 0 | 0 | 0 | 0
Gross heat production Main activity heat only plants - Geothermal | 1452 | 1435 | 1060 | 375 | 888 | 968 | 968 | 888 | 888 | 888 | 51 | 0 | 0 | 172 | 450 | 0 | 0 | 0 | 0 | 0 | 0 | 0 | 0 | 61 | 0 | 234 | 0 | 0 | 387 | 0 | 0 | 17 | 0 | 80 | 0 | 0 | 0 | 1060 | 599 | 0 | 0 | 0 | 0 | 0
Gross heat production Autoproducer CHP plants - Geothermal | 0 | 0 | 0 | 0 | 0 | 0 | 0 | 0 | 0 | 0 | 0 | 0 | 0 | 0 | 0 | 0 | 0 | 0 | 0 | 0 | 0 | 0 | 0 | 0 | 0 | 0 | 0 | 0 | 0 | 0 | 0 | 0 | 0 | 0 | 0 | 0 | 0 | 0 | 0 | 0 | 0 | 0 | 0 | 0
Gross heat production Autoproducer heat only plants - Geothermal | 135 | 120 | 60 | 60 | 60 | 120 | 120 | 60 | 60 | 60 | 0 | 0 | 0 | 0 | 0 | 0 | 0 | 0 | 0 | 0 | 0 | 0 | 0 | 0 | 0 | 0 | 0 | 0 | 60 | 0 | 0 | 15 | 0 | 60 | 0 | 0 | 0 | 60 | 0 | 0 | 0 | 0 | 0 | 0
Gross heat production Main activity CHP plants - Solar | 0 | 0 | 0 | 0 | 0 | 0 | 0 | 0 | 0 | 0 | 0 | 0 | 0 | 0 | 0 | 0 | 0 | 0 | 0 | 0 | 0 | 0 | 0 | 0 | 0 | 0 | 0 | 0 | 0 | 0 | 0 | 0 | 0 | 0 | 0 | 0 | 0 | 0 | 0 | 0 | 0 | 0 | 0 | 0
Gross heat production Main activity heat only plants - Solar | 54 | 54 | 53 | 1 | 0 | 0 | 0 | 0 | 0 | 0 | 0 | 0 | 0 | 53 | 0 | 0 | 0 | 0 | 0 | 0 | 0 | 0 | 0 | 0 | 0 | 1 | 0 | 0 | 0 | 0 | 0 | 0 | 0 | 0 | 0 | 0 | 0 | 53 | 0 | 0 | 0 | 0 | 0 | 0
Gross heat production Autoproducer CHP plants - Solar | 0 | 0 | 0 | 0 | 0 | 0 | 0 | 0 | 0 | 0 | 0 | 0 | 0 | 0 | 0 | 0 | 0 | 0 | 0 | 0 | 0 | 0 | 0 | 0 | 0 | 0 | 0 | 0 | 0 | 0 | 0 | 0 | 0 | 0 | 0 | 0 | 0 | 0 | 0 | 0 | 0 | 0 | 0 | 0
Gross heat production Autoproducer heat only plants - Solar | 1 | 1 | 0 | 1 | 0 | 1 | 1 | 0 | 0 | 0 | 0 | 0 | 0 | 0 | 0 | 0 | 0 | 0 | 0 | 0 | 0 | 0 | 0 | 0 | 0 | 0 | 0 | 0 | 0 | 0 | 0 | 0 | 0 | 1 | 0 | 0 | 0 | 0 | 0 | 0 | 0 | 0 | 0 | 0
Gross heat production Main activity CHP plants - Combustible Fuels | 1499579 | 1367262 | 977572 | 389690 | 805904 | 843913 | 834631 | 812851 | 812851 | 805904 | 19172 | 37854 | 89699 | 90962 | 360677 | 9282 | 0 | 2049 | 0 | 59635 | 72641 | 0 | 14238 | 22812 | 853 | 40709 | 0 | 132026 | 37566 | 184223 | 3835 | 94463 | 6947 | 21780 | 117450 | 80706 | 0 | 981056 | 0 | 3484 | 1091 | 9847 | 0 | 14669
Gross heat production Main activity heat only plants - Combustible Fuels | 517771 | 483489 | 263166 | 220323 | 196572 | 232774 | 218885 | 199531 | 199531 | 196572 | 241 | 12775 | 24585 | 16272 | 128963 | 13889 | 0 | 0 | 0 | 1104 | 0 | 0 | 13367 | 16232 | 73 | 19895 | 0 | 3481 | 19034 | 110042 | 0 | 21507 | 2959 | 19354 | 43676 | 50322 | 0 | 267991 | 56 | 4825 | 4374 | 3478 | 3261 | 0
Gross heat production Autoproducer CHP plants - Combustible Fuels | 668457 | 662254 | 606925 | 55329 | 565462 | 567997 | 567757 | 565619 | 565619 | 565462 | 0 | 568 | 15970 | 14885 | 287905 | 240 | 0 | 0 | 0 | 109135 | 120423 | 0 | 439 | 332 | 0 | 301 | 0 | 23163 | 4029 | 35752 | 9877 | 5635 | 157 | 2138 | 10930 | 26578 | 0 | 606925 | 0 | 0 | 9757 | 0 | 553 | 20928
Gross heat production Autoproducer heat only plants - Combustible Fuels | 158133 | 151784 | 116878 | 34906 | 56764 | 67014 | 63648 | 56805 | 56805 | 56764 | 0 | 312 | 7574 | 2930 | 36760 | 3366 | 0 | 0 | 0 | 4430 | 0 | 0 | 3100 | 1495 | 0 | 1788 | 0 | 12193 | 494 | 10699 | 0 | 6037 | 41 | 6843 | 2887 | 0 | 57184 | 116911 | 0 | 33 | 298 | 0 | 2269 | 0
Gross heat production Main activity CHP plants - Heat Pumps | 4860 | 4860 | 4860 | 0 | 0 | 0 | 0 | 0 | 0 | 0 | 0 | 0 | 0 | 0 | 0 | 0 | 0 | 0 | 0 | 0 | 0 | 0 | 0 | 0 | 0 | 0 | 0 | 0 | 0 | 0 | 0 | 0 | 0 | 0 | 0 | 4860 | 0 | 4860 | 0 | 0 | 0 | 0 | 0 | 0
Gross heat production Main activity heat only plants - Heat Pumps | 17448 | 17448 | 17448 | 0 | 10 | 10 | 10 | 10 | 10 | 10 | 0 | 0 | 0 | 0 | 0 | 0 | 0 | 0 | 0 | 0 | 0 | 0 | 0 | 0 | 0 | 0 | 0 | 0 | 0 | 0 | 0 | 0 | 0 | 0 | 10 | 17438 | 0 | 17972 | 0 | 524 | 0 | 0 | 0 | 0
Gross heat production Autoproducer CHP plants - Heat Pumps | 0 | 0 | 0 | 0 | 0 | 0 | 0 | 0 | 0 | 0 | 0 | 0 | 0 | 0 | 0 | 0 | 0 | 0 | 0 | 0 | 0 | 0 | 0 | 0 | 0 | 0 | 0 | 0 | 0 | 0 | 0 | 0 | 0 | 0 | 0 | 0 | 0 | 0 | 0 | 0 | 0 | 0 | 0 | 0
Gross heat production Autoproducer heat only plants - Heat Pumps | 78 | 78 | 72 | 6 | 0 | 6 | 6 | 0 | 0 | 0 | 0 | 0 | 0 | 72 | 0 | 0 | 0 | 0 | 0 | 0 | 0 | 0 | 0 | 0 | 0 | 0 | 0 | 0 | 0 | 0 | 0 | 0 | 0 | 6 | 0 | 0 | 0 | 77 | 0 | 5 | 47 | 0 | 0 | 0
Gross heat production Main activity CHP plants - Electric Boilers | 442 | 442 | 442 | 0 | 0 | 0 | 0 | 0 | 0 | 0 | 0 | 0 | 0 | 0 | 0 | 0 | 0 | 0 | 0 | 0 | 0 | 0 | 0 | 0 | 0 | 0 | 0 | 0 | 0 | 0 | 0 | 0 | 0 | 0 | 0 | 442 | 0 | 442 | 0 | 0 | 0 | 0 | 0 | 0
Gross heat production Main activity heat only plants - Electric Boilers | 823 | 823 | 784 | 39 | 64 | 64 | 64 | 64 | 64 | 64 | 0 | 0 | 0 | 0 | 0 | 0 | 0 | 0 | 0 | 0 | 0 | 0 | 0 | 39 | 0 | 0 | 0 | 0 | 0 | 0 | 0 | 0 | 0 | 0 | 64 | 720 | 0 | 3044 | 567 | 2260 | 0 | 0 | 0 | 0
Gross heat production Autoproducer CHP plants - Electric Boilers | 0 | 0 | 0 | 0 | 0 | 0 | 0 | 0 | 0 | 0 | 0 | 0 | 0 | 0 | 0 | 0 | 0 | 0 | 0 | 0 | 0 | 0 | 0 | 0 | 0 | 0 | 0 | 0 | 0 | 0 | 0 | 0 | 0 | 0 | 0 | 0 | 0 | 0 | 0 | 0 | 0 | 0 | 0 | 0
Gross heat production Autoproducer heat only plants - Electric Boilers | 4 | 4 | 0 | 4 | 0 | 2 | 2 | 0 | 0 | 0 | 0 | 0 | 0 | 0 | 0 | 0 | 0 | 0 | 0 | 0 | 0 | 0 | 0 | 2 | 0 | 0 | 0 | 0 | 0 | 0 | 0 | 0 | 0 | 2 | 0 | 0 | 0 | 3 | 0 | 3 | 0 | 0 | 0 | 0
Gross heat production Autoproducer CHP plants - Heat from Chemical Sources | 8048 | 8048 | 3410 | 4638 | 3410 | 3410 | 3410 | 3410 | 3410 | 3410 | 2902 | 0 | 0 | 0 | 0 | 0 | 0 | 0 | 0 | 0 | 0 | 0 | 0 | 4638 | 0 | 0 | 0 | 0 | 0 | 0 | 0 | 0 | 0 | 0 | 508 | 0 | 0 | 3410 | 0 | 0 | 0 | 0 | 0 | 0
Gross heat production Autoproducer heat only plants - Heat from Chemical Sources | 5585 | 5585 | 3206 | 2379 | 3206 | 3206 | 3206 | 3206 | 3206 | 3206 | 0 | 0 | 20 | 0 | 0 | 0 | 0 | 0 | 0 | 0 | 0 | 0 | 0 | 2359 | 0 | 0 | 0 | 0 | 33 | 0 | 0 | 0 | 0 | 0 | 3173 | 0 | 0 | 4254 | 0 | 1048 | 0 | 0 | 0 | 0
Gross heat production Main activity CHP plants - Other Sources | 292 | 292 | 0 | 292 | 0 | 0 | 0 | 0 | 0 | 0 | 0 | 0 | 292 | 0 | 0 | 0 | 0 | 0 | 0 | 0 | 0 | 0 | 0 | 0 | 0 | 0 | 0 | 0 | 0 | 0 | 0 | 0 | 0 | 0 | 0 | 0 | 0 | 0 | 0 | 0 | 0 | 0 | 0 | 0
Gross heat production Main activity heat only plants - Other Sources | 211 | 211 | 211 | 0 | 0 | 0 | 0 | 0 | 0 | 0 | 0 | 0 | 0 | 211 | 0 | 0 | 0 | 0 | 0 | 0 | 0 | 0 | 0 | 0 | 0 | 0 | 0 | 0 | 0 | 0 | 0 | 0 | 0 | 0 | 0 | 0 | 0 | 211 | 0 | 0 | 0 | 0 | 0 | 0
Gross heat production Autoproducer CHP plants - Other Sources | 0 | 0 | 0 | 0 | 0 | 0 | 0 | 0 | 0 | 0 | 0 | 0 | 0 | 0 | 0 | 0 | 0 | 0 | 0 | 0 | 0 | 0 | 0 | 0 | 0 | 0 | 0 | 0 | 0 | 0 | 0 | 0 | 0 | 0 | 0 | 0 | 0 | 0 | 0 | 0 | 0 | 0 | 0 | 0
Gross heat production Autoproducer heat only plants - Other Sources | 3139 | 3139 | 3091 | 48 | 192 | 240 | 240 | 192 | 192 | 192 | 0 | 0 | 0 | 2899 | 0 | 0 | 0 | 0 | 0 | 0 | 0 | 0 | 0 | 0 | 0 | 0 | 0 | 0 | 0 | 0 | 0 | 0 | 0 | 48 | 192 | 0 | 0 | 3636 | 0 | 545 | 0 | 0 | 0 | 0
Net heat production Main activity CHP plants - Nuclear | 4985 | 4579 | 0 | 4579 | 0 | 1658 | 1658 | 0 | 0 | 0 | 0 | 406 | 1096 | 0 | 0 | 0 | 0 | 0 | 0 | 0 | 0 | 0 | 0 | 1156 | 0 | 669 | 0 | 0 | 0 | 0 | 0 | 0 | 0 | 1658 | 0 | 0 | 0 | 0 | 0 | 0 | 1100 | 0 | 0 | 0
Net heat production Main activity heat only plants - Nuclear | 0 | 0 | 0 | 0 | 0 | 0 | 0 | 0 | 0 | 0 | 0 | 0 | 0 | 0 | 0 | 0 | 0 | 0 | 0 | 0 | 0 | 0 | 0 | 0 | 0 | 0 | 0 | 0 | 0 | 0 | 0 | 0 | 0 | 0 | 0 | 0 | 0 | 0 | 0 | 0 | 0 | 0 | 0 | 0
Net heat production Autoproducer CHP plants - Nuclear | 0 | 0 | 0 | 0 | 0 | 0 | 0 | 0 | 0 | 0 | 0 | 0 | 0 | 0 | 0 | 0 | 0 | 0 | 0 | 0 | 0 | 0 | 0 | 0 | 0 | 0 | 0 | 0 | 0 | 0 | 0 | 0 | 0 | 0 | 0 | 0 | 0 | 0 | 0 | 0 | 0 | 0 | 0 | 0
Net heat production Autoproducer heat only plants - Nuclear | 0 | 0 | 0 | 0 | 0 | 0 | 0 | 0 | 0 | 0 | 0 | 0 | 0 | 0 | 0 | 0 | 0 | 0 | 0 | 0 | 0 | 0 | 0 | 0 | 0 | 0 | 0 | 0 | 0 | 0 | 0 | 0 | 0 | 0 | 0 | 0 | 0 | 0 | 0 | 0 | 0 | 0 | 0 | 0
Net heat production Main activity CHP plants - Geothermal | 0 | 0 | 0 | 0 | 0 | 0 | 0 | 0 | 0 | 0 | 0 | 0 | 0 | 0 | 0 | 0 | 0 | 0 | 0 | 0 | 0 | 0 | 0 | 0 | 0 | 0 | 0 | 0 | 0 | 0 | 0 | 0 | 0 | 0 | 0 | 0 | 0 | 0 | 8071 | 0 | 0 | 0 | 0 | 0
Net heat production Main activity heat only plants - Geothermal | 1452 | 1435 | 1060 | 375 | 888 | 968 | 968 | 888 | 888 | 888 | 51 | 0 | 0 | 172 | 450 | 0 | 0 | 0 | 0 | 0 | 0 | 0 | 0 | 61 | 0 | 234 | 0 | 0 | 387 | 0 | 0 | 17 | 0 | 80 | 0 | 0 | 0 | 1060 | 599 | 0 | 0 | 0 | 0 | 0
Net heat production Autoproducer CHP plants - Geothermal | 0 | 0 | 0 | 0 | 0 | 0 | 0 | 0 | 0 | 0 | 0 | 0 | 0 | 0 | 0 | 0 | 0 | 0 | 0 | 0 | 0 | 0 | 0 | 0 | 0 | 0 | 0 | 0 | 0 | 0 | 0 | 0 | 0 | 0 | 0 | 0 | 0 | 0 | 0 | 0 | 0 | 0 | 0 | 0
Net heat production Autoproducer heat only plants - Geothermal | 135 | 120 | 60 | 60 | 60 | 120 | 120 | 60 | 60 | 60 | 0 | 0 | 0 | 0 | 0 | 0 | 0 | 0 | 0 | 0 | 0 | 0 | 0 | 0 | 0 | 0 | 0 | 0 | 60 | 0 | 0 | 15 | 0 | 60 | 0 | 0 | 0 | 60 | 0 | 0 | 0 | 0 | 0 | 0
Net heat production Main activity CHP plants - Solar | 0 | 0 | 0 | 0 | 0 | 0 | 0 | 0 | 0 | 0 | 0 | 0 | 0 | 0 | 0 | 0 | 0 | 0 | 0 | 0 | 0 | 0 | 0 | 0 | 0 | 0 | 0 | 0 | 0 | 0 | 0 | 0 | 0 | 0 | 0 | 0 | 0 | 0 | 0 | 0 | 0 | 0 | 0 | 0
Net heat production Main activity heat only plants - Solar | 54 | 54 | 53 | 1 | 0 | 0 | 0 | 0 | 0 | 0 | 0 | 0 | 0 | 53 | 0 | 0 | 0 | 0 | 0 | 0 | 0 | 0 | 0 | 0 | 0 | 1 | 0 | 0 | 0 | 0 | 0 | 0 | 0 | 0 | 0 | 0 | 0 | 53 | 0 | 0 | 0 | 0 | 0 | 0
Net heat production Autoproducer CHP plants - Solar | 0 | 0 | 0 | 0 | 0 | 0 | 0 | 0 | 0 | 0 | 0 | 0 | 0 | 0 | 0 | 0 | 0 | 0 | 0 | 0 | 0 | 0 | 0 | 0 | 0 | 0 | 0 | 0 | 0 | 0 | 0 | 0 | 0 | 0 | 0 | 0 | 0 | 0 | 0 | 0 | 0 | 0 | 0 | 0
Net heat production Autoproducer heat only plants - Solar | 1 | 1 | 0 | 1 | 0 | 1 | 1 | 0 | 0 | 0 | 0 | 0 | 0 | 0 | 0 | 0 | 0 | 0 | 0 | 0 | 0 | 0 | 0 | 0 | 0 | 0 | 0 | 0 | 0 | 0 | 0 | 0 | 0 | 1 | 0 | 0 | 0 | 0 | 0 | 0 | 0 | 0 | 0 | 0
Net heat production Main activity CHP plants - Combustible Fuels | 1480739 | 1357828 | 976538 | 381290 | 805904 | 842171 | 832889 | 812826 | 812826 | 805904 | 19172 | 33907 | 89699 | 89928 | 360677 | 9282 | 0 | 2049 | 0 | 59635 | 72641 | 0 | 13677 | 22741 | 853 | 40709 | 0 | 132026 | 37566 | 178197 | 3835 | 89004 | 6922 | 20063 | 117450 | 80706 | 0 | 979811 | 0 | 3273 | 1091 | 9150 | 0 | 14669
Net heat production Main activity heat only plants - Combustible Fuels | 514229 | 480821 | 263166 | 217655 | 196572 | 231215 | 217326 | 199383 | 199383 | 196572 | 241 | 12335 | 24585 | 16272 | 128963 | 13889 | 0 | 0 | 0 | 1104 | 0 | 0 | 13075 | 15862 | 73 | 19895 | 0 | 3481 | 19034 | 109595 | 0 | 21073 | 2811 | 17943 | 43676 | 50322 | 0 | 267777 | 56 | 4611 | 4374 | 3304 | 3160 | 0
Net heat production Autoproducer CHP plants - Combustible Fuels | 668457 | 662254 | 606925 | 55329 | 565462 | 567997 | 567757 | 565619 | 565619 | 565462 | 0 | 568 | 15970 | 14885 | 287905 | 240 | 0 | 0 | 0 | 109135 | 120423 | 0 | 439 | 332 | 0 | 301 | 0 | 23163 | 4029 | 35752 | 9877 | 5635 | 157 | 2138 | 10930 | 26578 | 0 | 606925 | 0 | 0 | 9757 | 0 | 553 | 20928
Net heat production Autoproducer heat only plants - Combustible Fuels | 158133 | 151784 | 116878 | 34906 | 56764 | 67014 | 63648 | 56805 | 56805 | 56764 | 0 | 312 | 7574 | 2930 | 36760 | 3366 | 0 | 0 | 0 | 4430 | 0 | 0 | 3100 | 1495 | 0 | 1788 | 0 | 12193 | 494 | 10699 | 0 | 6037 | 41 | 6843 | 2887 | 0 | 57184 | 116911 | 0 | 33 | 298 | 0 | 2269 | 0
Net heat production Main activity CHP plants - Heat Pumps | 4860 | 4860 | 4860 | 0 | 0 | 0 | 0 | 0 | 0 | 0 | 0 | 0 | 0 | 0 | 0 | 0 | 0 | 0 | 0 | 0 | 0 | 0 | 0 | 0 | 0 | 0 | 0 | 0 | 0 | 0 | 0 | 0 | 0 | 0 | 0 | 4860 | 0 | 4860 | 0 | 0 | 0 | 0 | 0 | 0
Net heat production Main activity heat only plants - Heat Pumps | 17448 | 17448 | 17448 | 0 | 10 | 10 | 10 | 10 | 10 | 10 | 0 | 0 | 0 | 0 | 0 | 0 | 0 | 0 | 0 | 0 | 0 | 0 | 0 | 0 | 0 | 0 | 0 | 0 | 0 | 0 | 0 | 0 | 0 | 0 | 10 | 17438 | 0 | 17972 | 0 | 524 | 0 | 0 | 0 | 0
Net heat production Autoproducer CHP plants - Heat Pumps | 0 | 0 | 0 | 0 | 0 | 0 | 0 | 0 | 0 | 0 | 0 | 0 | 0 | 0 | 0 | 0 | 0 | 0 | 0 | 0 | 0 | 0 | 0 | 0 | 0 | 0 | 0 | 0 | 0 | 0 | 0 | 0 | 0 | 0 | 0 | 0 | 0 | 0 | 0 | 0 | 0 | 0 | 0 | 0
Net heat production Autoproducer heat only plants - Heat Pumps | 78 | 78 | 72 | 6 | 0 | 6 | 6 | 0 | 0 | 0 | 0 | 0 | 0 | 72 | 0 | 0 | 0 | 0 | 0 | 0 | 0 | 0 | 0 | 0 | 0 | 0 | 0 | 0 | 0 | 0 | 0 | 0 | 0 | 6 | 0 | 0 | 0 | 77 | 0 | 5 | 47 | 0 | 0 | 0
Net heat production Main activity CHP plants - Electric Boilers | 442 | 442 | 442 | 0 | 0 | 0 | 0 | 0 | 0 | 0 | 0 | 0 | 0 | 0 | 0 | 0 | 0 | 0 | 0 | 0 | 0 | 0 | 0 | 0 | 0 | 0 | 0 | 0 | 0 | 0 | 0 | 0 | 0 | 0 | 0 | 442 | 0 | 442 | 0 | 0 | 0 | 0 | 0 | 0
Net heat production Main activity heat only plants - Electric Boilers | 823 | 823 | 784 | 39 | 64 | 64 | 64 | 64 | 64 | 64 | 0 | 0 | 0 | 0 | 0 | 0 | 0 | 0 | 0 | 0 | 0 | 0 | 0 | 39 | 0 | 0 | 0 | 0 | 0 | 0 | 0 | 0 | 0 | 0 | 64 | 720 | 0 | 3044 | 567 | 2260 | 0 | 0 | 0 | 0
Net heat production Autoproducer CHP plants - Electric Boilers | 0 | 0 | 0 | 0 | 0 | 0 | 0 | 0 | 0 | 0 | 0 | 0 | 0 | 0 | 0 | 0 | 0 | 0 | 0 | 0 | 0 | 0 | 0 | 0 | 0 | 0 | 0 | 0 | 0 | 0 | 0 | 0 | 0 | 0 | 0 | 0 | 0 | 0 | 0 | 0 | 0 | 0 | 0 | 0
Net heat production Autoproducer heat only plants - Electric Boilers | 4 | 4 | 0 | 4 | 0 | 2 | 2 | 0 | 0 | 0 | 0 | 0 | 0 | 0 | 0 | 0 | 0 | 0 | 0 | 0 | 0 | 0 | 0 | 2 | 0 | 0 | 0 | 0 | 0 | 0 | 0 | 0 | 0 | 2 | 0 | 0 | 0 | 3 | 0 | 3 | 0 | 0 | 0 | 0
Net heat production Autoproducer CHP plants - Heat from Chemical Sources | 8048 | 8048 | 3410 | 4638 | 3410 | 3410 | 3410 | 3410 | 3410 | 3410 | 2902 | 0 | 0 | 0 | 0 | 0 | 0 | 0 | 0 | 0 | 0 | 0 | 0 | 4638 | 0 | 0 | 0 | 0 | 0 | 0 | 0 | 0 | 0 | 0 | 508 | 0 | 0 | 3410 | 0 | 0 | 0 | 0 | 0 | 0
Net heat production Autoproducer heat only plants - Heat from Chemical Sources | 5585 | 5585 | 3206 | 2379 | 3206 | 3206 | 3206 | 3206 | 3206 | 3206 | 0 | 0 | 20 | 0 | 0 | 0 | 0 | 0 | 0 | 0 | 0 | 0 | 0 | 2359 | 0 | 0 | 0 | 0 | 33 | 0 | 0 | 0 | 0 | 0 | 3173 | 0 | 0 | 4254 | 0 | 1048 | 0 | 0 | 0 | 0
Net heat production Main activity CHP plants - Other Sources | 292 | 292 | 0 | 292 | 0 | 0 | 0 | 0 | 0 | 0 | 0 | 0 | 292 | 0 | 0 | 0 | 0 | 0 | 0 | 0 | 0 | 0 | 0 | 0 | 0 | 0 | 0 | 0 | 0 | 0 | 0 | 0 | 0 | 0 | 0 | 0 | 0 | 0 | 0 | 0 | 0 | 0 | 0 | 0
Net heat production Main activity heat only plants - Other Sources | 211 | 211 | 211 | 0 | 0 | 0 | 0 | 0 | 0 | 0 | 0 | 0 | 0 | 211 | 0 | 0 | 0 | 0 | 0 | 0 | 0 | 0 | 0 | 0 | 0 | 0 | 0 | 0 | 0 | 0 | 0 | 0 | 0 | 0 | 0 | 0 | 0 | 211 | 0 | 0 | 0 | 0 | 0 | 0
Net heat production Autoproducer CHP plants - Other Sources | 0 | 0 | 0 | 0 | 0 | 0 | 0 | 0 | 0 | 0 | 0 | 0 | 0 | 0 | 0 | 0 | 0 | 0 | 0 | 0 | 0 | 0 | 0 | 0 | 0 | 0 | 0 | 0 | 0 | 0 | 0 | 0 | 0 | 0 | 0 | 0 | 0 | 0 | 0 | 0 | 0 | 0 | 0 | 0
Net heat production Autoproducer heat only plants - Other Sources | 3139 | 3139 | 3091 | 48 | 192 | 240 | 240 | 192 | 192 | 192 | 0 | 0 | 0 | 2899 | 0 | 0 | 0 | 0 | 0 | 0 | 0 | 0 | 0 | 0 | 0 | 0 | 0 | 0 | 0 | 0 | 0 | 0 | 0 | 48 | 192 | 0 | 0 | 3636 | 0 | 545 | 0 | 0 | 0 | 0
Total gross production | 2893042 | 2713257 | 1999238 | 714019 | 1632532 | 1721958 | 1695181 | 1642636 | 1642636 | 1632532 | 22366 | 52111 | 139236 | 128456 | 814755 | 26777 | 0 | 2049 | 0 | 174304 | 193064 | 0 | 31144 | 49900 | 926 | 63597 | 0 | 170863 | 61603 | 340716 | 13712 | 127674 | 10104 | 52545 | 178890 | 181066 | 57184 | 2011965 | 9293 | 12727 | 16667 | 13325 | 6083 | 35597
Total net production | 2869115 | 2699806 | 1998204 | 701602 | 1632532 | 1718082 | 1691305 | 1642463 | 1642463 | 1632532 | 22366 | 47528 | 139236 | 127422 | 814755 | 26777 | 0 | 2049 | 0 | 174304 | 193064 | 0 | 30291 | 48685 | 926 | 63597 | 0 | 170863 | 61603 | 334243 | 13712 | 121781 | 9931 | 48842 | 178890 | 181066 | 57184 | 2010506 | 9293 | 12302 | 16667 | 12454 | 5982 | 35597
Gross heat production Main activity CHP plants - Anthracite | 653 | 653 | 0 | 653 | 0 | 653 | 653 | 0 | 0 | 0 | 0 | 0 | 0 | 0 | 0 | 0 | 0 | 0 | 0 | 0 | 0 | 0 | 0 | 0 | 0 | 0 | 0 | 0 | 0 | 0 | 0 | 0 | 0 | 653 | 0 | 0 | 0 | 0 | 0 | 0 | 0 | 0 | 0 | 0
Gross heat production Main activity heat only plants - Anthracite | 0 | 0 | 0 | 0 | 0 | 0 | 0 | 0 | 0 | 0 | 0 | 0 | 0 | 0 | 0 | 0 | 0 | 0 | 0 | 0 | 0 | 0 | 0 | 0 | 0 | 0 | 0 | 0 | 0 | 0 | 0 | 0 | 0 | 0 | 0 | 0 | 0 | 0 | 0 | 0 | 0 | 0 | 0 | 0
Gross heat production Autoproducer CHP plants - Anthracite | 0 | 0 | 0 | 0 | 0 | 0 | 0 | 0 | 0 | 0 | 0 | 0 | 0 | 0 | 0 | 0 | 0 | 0 | 0 | 0 | 0 | 0 | 0 | 0 | 0 | 0 | 0 | 0 | 0 | 0 | 0 | 0 | 0 | 0 | 0 | 0 | 0 | 0 | 0 | 0 | 0 | 0 | 0 | 0
Gross heat production Autoproducer heat only plants - Anthracite | 0 | 0 | 0 | 0 | 0 | 0 | 0 | 0 | 0 | 0 | 0 | 0 | 0 | 0 | 0 | 0 | 0 | 0 | 0 | 0 | 0 | 0 | 0 | 0 | 0 | 0 | 0 | 0 | 0 | 0 | 0 | 0 | 0 | 0 | 0 | 0 | 0 | 0 | 0 | 0 | 0 | 0 | 0 | 0
Gross heat production Main activity CHP plants - Coking Coal | 33815 | 33815 | 33815 | 0 | 33815 | 33815 | 33815 | 33815 | 33815 | 33815 | 0 | 0 | 0 | 0 | 33815 | 0 | 0 | 0 | 0 | 0 | 0 | 0 | 0 | 0 | 0 | 0 | 0 | 0 | 0 | 0 | 0 | 0 | 0 | 0 | 0 | 0 | 0 | 33815 | 0 | 0 | 0 | 0 | 0 | 0
Gross heat production Main activity heat only plants - Coking Coal | 0 | 0 | 0 | 0 | 0 | 0 | 0 | 0 | 0 | 0 | 0 | 0 | 0 | 0 | 0 | 0 | 0 | 0 | 0 | 0 | 0 | 0 | 0 | 0 | 0 | 0 | 0 | 0 | 0 | 0 | 0 | 0 | 0 | 0 | 0 | 0 | 0 | 0 | 0 | 0 | 0 | 0 | 0 | 0
Gross heat production Autoproducer CHP plants - Coking Coal | 0 | 0 | 0 | 0 | 0 | 0 | 0 | 0 | 0 | 0 | 0 | 0 | 0 | 0 | 0 | 0 | 0 | 0 | 0 | 0 | 0 | 0 | 0 | 0 | 0 | 0 | 0 | 0 | 0 | 0 | 0 | 0 | 0 | 0 | 0 | 0 | 0 | 0 | 0 | 0 | 0 | 0 | 0 | 51
Gross heat production Autoproducer heat only plants - Coking Coal | 2344 | 2344 | 0 | 2344 | 0 | 0 | 0 | 0 | 0 | 0 | 0 | 0 | 0 | 0 | 0 | 0 | 0 | 0 | 0 | 0 | 0 | 0 | 0 | 0 | 0 | 0 | 0 | 0 | 0 | 2344 | 0 | 0 | 0 | 0 | 0 | 0 | 0 | 0 | 0 | 0 | 0 | 0 | 0 | 0
Gross heat production Main activity CHP plants - Other Bituminous Coal | 387233 | 372894 | 178922 | 193972 | 137627 | 140146 | 140146 | 137627 | 137627 | 137627 | 0 | 14339 | 24395 | 34143 | 87401 | 0 | 0 | 0 | 0 | 788 | 1402 | 0 | 0 | 0 | 0 | 1210 | 0 | 16916 | 2746 | 165848 | 0 | 0 | 0 | 2519 | 28374 | 7152 | 0 | 179267 | 0 | 345 | 0 | 0 | 0 | 0
Gross heat production Main activity heat only plants - Other Bituminous Coal | 103351 | 103351 | 2505 | 100846 | 2461 | 2508 | 2461 | 2461 | 2461 | 2461 | 0 | 0 | 335 | 44 | 0 | 47 | 0 | 0 | 0 | 0 | 0 | 0 | 135 | 35 | 0 | 1293 | 0 | 0 | 0 | 99001 | 0 | 0 | 0 | 0 | 2461 | 0 | 0 | 2505 | 0 | 0 | 0 | 0 | 0 | 0
Gross heat production Autoproducer CHP plants - Other Bituminous Coal | 39630 | 39630 | 14548 | 25082 | 14548 | 15223 | 15223 | 14548 | 14548 | 14548 | 0 | 0 | 0 | 0 | 0 | 0 | 0 | 0 | 0 | 12930 | 1537 | 0 | 0 | 0 | 0 | 0 | 0 | 0 | 0 | 24407 | 0 | 0 | 0 | 675 | 81 | 0 | 0 | 14548 | 0 | 0 | 0 | 0 | 0 | 0
Gross heat production Autoproducer heat only plants - Other Bituminous Coal | 12573 | 12573 | 7327 | 5246 | 0 | 20 | 0 | 0 | 0 | 0 | 0 | 0 | 500 | 0 | 0 | 20 | 0 | 0 | 0 | 0 | 0 | 0 | 60 | 0 | 0 | 0 | 0 | 0 | 0 | 4666 | 0 | 0 | 0 | 0 | 0 | 0 | 7327 | 7327 | 0 | 0 | 0 | 0 | 0 | 0
Gross heat production Main activity CHP plants - Sub-Bituminous Coal | 9945 | 6716 | 0 | 6716 | 0 | 4756 | 4756 | 4756 | 4756 | 0 | 0 | 0 | 0 | 0 | 0 | 0 | 0 | 0 | 0 | 0 | 0 | 0 | 0 | 0 | 0 | 1960 | 0 | 0 | 0 | 0 | 0 | 3229 | 4756 | 0 | 0 | 0 | 0 | 0 | 0 | 0 | 0 | 0 | 0 | 0
Gross heat production Main activity heat only plants - Sub-Bituminous Coal | 1105 | 1044 | 0 | 1044 | 0 | 0 | 0 | 0 | 0 | 0 | 0 | 0 | 0 | 0 | 0 | 0 | 0 | 0 | 0 | 0 | 0 | 0 | 0 | 131 | 0 | 913 | 0 | 0 | 0 | 0 | 0 | 61 | 0 | 0 | 0 | 0 | 0 | 0 | 0 | 0 | 0 | 0 | 0 | 0
Gross heat production Autoproducer CHP plants - Sub-Bituminous Coal | 0 | 0 | 0 | 0 | 0 | 0 | 0 | 0 | 0 | 0 | 0 | 0 | 0 | 0 | 0 | 0 | 0 | 0 | 0 | 0 | 0 | 0 | 0 | 0 | 0 | 0 | 0 | 0 | 0 | 0 | 0 | 0 | 0 | 0 | 0 | 0 | 0 | 0 | 0 | 0 | 0 | 0 | 0 | 0
Gross heat production Autoproducer heat only plants - Sub-Bituminous Coal | 66 | 66 | 0 | 66 | 0 | 18 | 18 | 18 | 18 | 0 | 0 | 0 | 0 | 0 | 0 | 0 | 0 | 0 | 0 | 0 | 0 | 0 | 0 | 48 | 0 | 0 | 0 | 0 | 0 | 0 | 0 | 0 | 18 | 0 | 0 | 0 | 0 | 0 | 0 | 0 | 0 | 0 | 2 | 0
Gross heat production Main activity CHP plants - Lignite/Brown Coal | 125483 | 96654 | 33934 | 62720 | 33934 | 46634 | 42127 | 35534 | 35534 | 33934 | 0 | 3509 | 43474 | 0 | 31600 | 4507 | 0 | 2020 | 0 | 0 | 0 | 0 | 0 | 0 | 0 | 693 | 0 | 0 | 314 | 5853 | 0 | 25320 | 1600 | 6593 | 0 | 0 | 0 | 33934 | 0 | 0 | 0 | 0 | 0 | 0
Gross heat production Main activity heat only plants - Lignite/Brown Coal | 4298 | 3912 | 0 | 3912 | 0 | 305 | 268 | 0 | 0 | 0 | 0 | 0 | 3055 | 0 | 0 | 37 | 0 | 0 | 0 | 0 | 0 | 0 | 0 | 0 | 0 | 261 | 0 | 0 | 0 | 291 | 0 | 386 | 0 | 268 | 0 | 0 | 0 | 0 | 0 | 0 | 0 | 0 | 0 | 0
Gross heat production Autoproducer CHP plants - Lignite/Brown Coal | 13742 | 10669 | 0 | 10669 | 0 | 71 | 22 | 0 | 0 | 0 | 0 | 0 | 10598 | 0 | 0 | 49 | 0 | 0 | 0 | 0 | 0 | 0 | 0 | 0 | 0 | 0 | 0 | 0 | 0 | 0 | 0 | 3073 | 0 | 22 | 0 | 0 | 0 | 0 | 0 | 0 | 0 | 0 | 186 | 603
Gross heat production Autoproducer heat only plants - Lignite/Brown Coal | 600 | 600 | 0 | 600 | 0 | 27 | 27 | 0 | 0 | 0 | 0 | 0 | 562 | 0 | 0 | 0 | 0 | 0 | 0 | 0 | 0 | 0 | 0 | 0 | 0 | 0 | 0 | 0 | 0 | 11 | 0 | 0 | 0 | 27 | 0 | 0 | 0 | 0 | 0 | 0 | 0 | 0 | 178 | 0
Gross heat production Main activity CHP plants - Peat | 28723 | 28723 | 28723 | 0 | 22888 | 22888 | 22888 | 22888 | 22888 | 22888 | 0 | 0 | 0 | 0 | 0 | 0 | 0 | 0 | 0 | 0 | 0 | 0 | 0 | 0 | 0 | 0 | 0 | 0 | 0 | 0 | 0 | 0 | 0 | 0 | 22888 | 5835 | 0 | 28723 | 0 | 0 | 0 | 0 | 0 | 0
Gross heat production Main activity heat only plants - Peat | 7918 | 7918 | 7079 | 839 | 4356 | 5069 | 4356 | 4356 | 4356 | 4356 | 0 | 0 | 0 | 0 | 0 | 713 | 0 | 0 | 0 | 0 | 0 | 0 | 30 | 96 | 0 | 0 | 0 | 0 | 0 | 0 | 0 | 0 | 0 | 0 | 4356 | 2723 | 0 | 7079 | 0 | 0 | 0 | 0 | 0 | 0
Gross heat production Autoproducer CHP plants - Peat | 432 | 432 | 392 | 40 | 392 | 432 | 392 | 392 | 392 | 392 | 0 | 0 | 0 | 0 | 0 | 40 | 0 | 0 | 0 | 0 | 0 | 0 | 0 | 0 | 0 | 0 | 0 | 0 | 0 | 0 | 0 | 0 | 0 | 0 | 392 | 0 | 0 | 392 | 0 | 0 | 0 | 0 | 0 | 0
Gross heat production Autoproducer heat only plants - Peat | 123 | 123 | 30 | 93 | 30 | 108 | 30 | 30 | 30 | 30 | 0 | 0 | 0 | 0 | 0 | 78 | 0 | 0 | 0 | 0 | 0 | 0 | 15 | 0 | 0 | 0 | 0 | 0 | 0 | 0 | 0 | 0 | 0 | 0 | 30 | 0 | 0 | 30 | 0 | 0 | 0 | 0 | 0 | 0
Gross heat production Main activity CHP plants - Patent Fuel | 0 | 0 | 0 | 0 | 0 | 0 | 0 | 0 | 0 | 0 | 0 | 0 | 0 | 0 | 0 | 0 | 0 | 0 | 0 | 0 | 0 | 0 | 0 | 0 | 0 | 0 | 0 | 0 | 0 | 0 | 0 | 0 | 0 | 0 | 0 | 0 | 0 | 0 | 0 | 0 | 0 | 0 | 0 | 0
Gross heat production Main activity heat only plants - Patent Fuel | 0 | 0 | 0 | 0 | 0 | 0 | 0 | 0 | 0 | 0 | 0 | 0 | 0 | 0 | 0 | 0 | 0 | 0 | 0 | 0 | 0 | 0 | 0 | 0 | 0 | 0 | 0 | 0 | 0 | 0 | 0 | 0 | 0 | 0 | 0 | 0 | 0 | 0 | 0 | 0 | 0 | 0 | 0 | 0
Gross heat production Autoproducer CHP plants - Patent Fuel | 0 | 0 | 0 | 0 | 0 | 0 | 0 | 0 | 0 | 0 | 0 | 0 | 0 | 0 | 0 | 0 | 0 | 0 | 0 | 0 | 0 | 0 | 0 | 0 | 0 | 0 | 0 | 0 | 0 | 0 | 0 | 0 | 0 | 0 | 0 | 0 | 0 | 0 | 0 | 0 | 0 | 0 | 0 | 0
Gross heat production Autoproducer heat only plants - Patent Fuel | 0 | 0 | 0 | 0 | 0 | 0 | 0 | 0 | 0 | 0 | 0 | 0 | 0 | 0 | 0 | 0 | 0 | 0 | 0 | 0 | 0 | 0 | 0 | 0 | 0 | 0 | 0 | 0 | 0 | 0 | 0 | 0 | 0 | 0 | 0 | 0 | 0 | 0 | 0 | 0 | 0 | 0 | 0 | 0
Gross heat production Main activity CHP plants - Coke Oven Coke | 9 | 9 | 9 | 0 | 9 | 9 | 9 | 9 | 9 | 9 | 0 | 0 | 0 | 0 | 0 | 0 | 0 | 0 | 0 | 0 | 0 | 0 | 0 | 0 | 0 | 0 | 0 | 0 | 0 | 0 | 0 | 0 | 0 | 0 | 9 | 0 | 0 | 9 | 0 | 0 | 0 | 0 | 0 | 0
Gross heat production Main activity heat only plants - Coke Oven Coke | 260 | 260 | 2 | 258 | 2 | 7 | 7 | 2 | 2 | 2 | 0 | 0 | 20 | 0 | 0 | 0 | 0 | 0 | 0 | 0 | 0 | 0 | 0 | 0 | 0 | 0 | 0 | 0 | 0 | 233 | 0 | 0 | 0 | 5 | 2 | 0 | 0 | 2 | 0 | 0 | 0 | 0 | 0 | 0
Gross heat production Autoproducer CHP plants - Coke Oven Coke | 0 | 0 | 0 | 0 | 0 | 0 | 0 | 0 | 0 | 0 | 0 | 0 | 0 | 0 | 0 | 0 | 0 | 0 | 0 | 0 | 0 | 0 | 0 | 0 | 0 | 0 | 0 | 0 | 0 | 0 | 0 | 0 | 0 | 0 | 0 | 0 | 0 | 0 | 0 | 0 | 0 | 0 | 0 | 0
Gross heat production Autoproducer heat only plants - Coke Oven Coke | 87 | 87 | 0 | 87 | 0 | 52 | 52 | 0 | 0 | 0 | 0 | 0 | 16 | 0 | 0 | 0 | 0 | 0 | 0 | 0 | 0 | 0 | 0 | 0 | 0 | 0 | 0 | 0 | 0 | 19 | 0 | 0 | 0 | 52 | 0 | 0 | 0 | 0 | 0 | 0 | 0 | 0 | 0 | 0
Gross heat production Main activity CHP plants - Gas Coke | 0 | 0 | 0 | 0 | 0 | 0 | 0 | 0 | 0 | 0 | 0 | 0 | 0 | 0 | 0 | 0 | 0 | 0 | 0 | 0 | 0 | 0 | 0 | 0 | 0 | 0 | 0 | 0 | 0 | 0 | 0 | 0 | 0 | 0 | 0 | 0 | 0 | 0 | 0 | 0 | 0 | 0 | 0 | 0
Gross heat production Main activity heat only plants - Gas Coke | 0 | 0 | 0 | 0 | 0 | 0 | 0 | 0 | 0 | 0 | 0 | 0 | 0 | 0 | 0 | 0 | 0 | 0 | 0 | 0 | 0 | 0 | 0 | 0 | 0 | 0 | 0 | 0 | 0 | 0 | 0 | 0 | 0 | 0 | 0 | 0 | 0 | 0 | 0 | 0 | 0 | 0 | 0 | 0
Gross heat production Autoproducer CHP plants - Gas Coke | 0 | 0 | 0 | 0 | 0 | 0 | 0 | 0 | 0 | 0 | 0 | 0 | 0 | 0 | 0 | 0 | 0 | 0 | 0 | 0 | 0 | 0 | 0 | 0 | 0 | 0 | 0 | 0 | 0 | 0 | 0 | 0 | 0 | 0 | 0 | 0 | 0 | 0 | 0 | 0 | 0 | 0 | 0 | 0
Gross heat production Autoproducer heat only plants - Gas Coke | 0 | 0 | 0 | 0 | 0 | 0 | 0 | 0 | 0 | 0 | 0 | 0 | 0 | 0 | 0 | 0 | 0 | 0 | 0 | 0 | 0 | 0 | 0 | 0 | 0 | 0 | 0 | 0 | 0 | 0 | 0 | 0 | 0 | 0 | 0 | 0 | 0 | 0 | 0 | 0 | 0 | 0 | 0 | 0
Gross heat production Main activity CHP plants - Coal Tar | 1788 | 1788 | 0 | 1788 | 0 | 0 | 0 | 0 | 0 | 0 | 0 | 0 | 1788 | 0 | 0 | 0 | 0 | 0 | 0 | 0 | 0 | 0 | 0 | 0 | 0 | 0 | 0 | 0 | 0 | 0 | 0 | 0 | 0 | 0 | 0 | 0 | 0 | 0 | 0 | 0 | 0 | 0 | 0 | 0
Gross heat production Main activity heat only plants - Coal Tar | 0 | 0 | 0 | 0 | 0 | 0 | 0 | 0 | 0 | 0 | 0 | 0 | 0 | 0 | 0 | 0 | 0 | 0 | 0 | 0 | 0 | 0 | 0 | 0 | 0 | 0 | 0 | 0 | 0 | 0 | 0 | 0 | 0 | 0 | 0 | 0 | 0 | 0 | 0 | 0 | 0 | 0 | 0 | 0
Gross heat production Autoproducer CHP plants - Coal Tar | 191 | 182 | 2 | 180 | 2 | 2 | 2 | 2 | 2 | 2 | 0 | 9 | 180 | 0 | 0 | 0 | 0 | 0 | 0 | 0 | 0 | 0 | 0 | 0 | 0 | 0 | 0 | 0 | 0 | 0 | 0 | 0 | 0 | 0 | 2 | 0 | 0 | 2 | 0 | 0 | 0 | 0 | 0 | 0
Gross heat production Autoproducer heat only plants - Coal Tar | 0 | 0 | 0 | 0 | 0 | 0 | 0 | 0 | 0 | 0 | 0 | 0 | 0 | 0 | 0 | 0 | 0 | 0 | 0 | 0 | 0 | 0 | 0 | 0 | 0 | 0 | 0 | 0 | 0 | 0 | 0 | 0 | 0 | 0 | 0 | 0 | 0 | 0 | 0 | 0 | 0 | 0 | 0 | 0
Gross heat production Main activity CHP plants - BKB / Peat Briquettes | 7580 | 5077 | 5077 | 0 | 5077 | 5077 | 5077 | 5077 | 5077 | 5077 | 0 | 2503 | 0 | 0 | 5063 | 0 | 0 | 14 | 0 | 0 | 0 | 0 | 0 | 0 | 0 | 0 | 0 | 0 | 0 | 0 | 0 | 0 | 0 | 0 | 0 | 0 | 0 | 5077 | 0 | 0 | 0 | 0 | 0 | 0
Gross heat production Main activity heat only plants - BKB / Peat Briquettes | 673 | 673 | 673 | 0 | 673 | 673 | 673 | 673 | 673 | 673 | 0 | 0 | 0 | 0 | 673 | 0 | 0 | 0 | 0 | 0 | 0 | 0 | 0 | 0 | 0 | 0 | 0 | 0 | 0 | 0 | 0 | 0 | 0 | 0 | 0 | 0 | 0 | 673 | 0 | 0 | 0 | 0 | 0 | 0
Gross heat production Autoproducer CHP plants - BKB / Peat Briquettes | 0 | 0 | 0 | 0 | 0 | 0 | 0 | 0 | 0 | 0 | 0 | 0 | 0 | 0 | 0 | 0 | 0 | 0 | 0 | 0 | 0 | 0 | 0 | 0 | 0 | 0 | 0 | 0 | 0 | 0 | 0 | 0 | 0 | 0 | 0 | 0 | 0 | 0 | 0 | 0 | 0 | 0 | 0 | 0
Gross heat production Autoproducer heat only plants - BKB / Peat Briquettes | 6 | 6 | 0 | 6 | 0 | 0 | 0 | 0 | 0 | 0 | 0 | 0 | 0 | 0 | 0 | 0 | 0 | 0 | 0 | 0 | 0 | 0 | 0 | 6 | 0 | 0 | 0 | 0 | 0 | 0 | 0 | 0 | 0 | 0 | 0 | 0 | 0 | 0 | 0 | 0 | 0 | 0 | 0 | 0
Gross heat production Main activity CHP plants - Gas Works Gas | 1250 | 1250 | 0 | 1250 | 0 | 1250 | 0 | 0 | 0 | 0 | 0 | 0 | 0 | 0 | 0 | 1250 | 0 | 0 | 0 | 0 | 0 | 0 | 0 | 0 | 0 | 0 | 0 | 0 | 0 | 0 | 0 | 0 | 0 | 0 | 0 | 0 | 0 | 0 | 0 | 0 | 0 | 0 | 0 | 0
Gross heat production Main activity heat only plants - Gas Works Gas | 181 | 181 | 106 | 75 | 0 | 75 | 0 | 0 | 0 | 0 | 0 | 0 | 0 | 0 | 0 | 75 | 0 | 0 | 0 | 0 | 0 | 0 | 0 | 0 | 0 | 0 | 0 | 0 | 0 | 0 | 0 | 0 | 0 | 0 | 0 | 106 | 0 | 106 | 0 | 0 | 0 | 30 | 0 | 0
Gross heat production Autoproducer CHP plants - Gas Works Gas | 62 | 62 | 0 | 62 | 0 | 58 | 0 | 0 | 0 | 0 | 0 | 0 | 4 | 0 | 0 | 58 | 0 | 0 | 0 | 0 | 0 | 0 | 0 | 0 | 0 | 0 | 0 | 0 | 0 | 0 | 0 | 0 | 0 | 0 | 0 | 0 | 0 | 0 | 0 | 0 | 0 | 0 | 0 | 0
Gross heat production Autoproducer heat only plants - Gas Works Gas | 0 | 0 | 0 | 0 | 0 | 0 | 0 | 0 | 0 | 0 | 0 | 0 | 0 | 0 | 0 | 0 | 0 | 0 | 0 | 0 | 0 | 0 | 0 | 0 | 0 | 0 | 0 | 0 | 0 | 0 | 0 | 0 | 0 | 0 | 0 | 0 | 0 | 0 | 0 | 0 | 0 | 0 | 0 | 0
Gross heat production Main activity CHP plants - Coke Oven Gas | 7262 | 7203 | 2162 | 5041 | 1584 | 1584 | 1584 | 1584 | 1584 | 1584 | 0 | 0 | 2651 | 0 | 0 | 0 | 0 | 0 | 0 | 0 | 1584 | 0 | 0 | 0 | 0 | 390 | 0 | 0 | 0 | 2000 | 0 | 59 | 0 | 0 | 0 | 578 | 0 | 2162 | 0 | 0 | 0 | 0 | 0 | 0
Gross heat production Main activity heat only plants - Coke Oven Gas | 199 | 199 | 26 | 173 | 0 | 0 | 0 | 0 | 0 | 0 | 0 | 0 | 0 | 0 | 0 | 0 | 0 | 0 | 0 | 0 | 0 | 0 | 0 | 0 | 0 | 173 | 0 | 0 | 0 | 0 | 0 | 0 | 0 | 0 | 0 | 26 | 0 | 26 | 0 | 0 | 0 | 0 | 0 | 0
Gross heat production Autoproducer CHP plants - Coke Oven Gas | 2600 | 2589 | 286 | 2303 | 286 | 324 | 324 | 286 | 286 | 286 | 0 | 11 | 98 | 0 | 0 | 0 | 0 | 0 | 0 | 209 | 1 | 0 | 0 | 0 | 0 | 0 | 0 | 0 | 65 | 2167 | 0 | 0 | 0 | 38 | 11 | 0 | 0 | 286 | 0 | 0 | 0 | 0 | 0 | 0
Gross heat production Autoproducer heat only plants - Coke Oven Gas | 2171 | 2171 | 1054 | 1117 | 182 | 182 | 182 | 182 | 182 | 182 | 0 | 0 | 0 | 0 | 0 | 0 | 0 | 0 | 0 | 0 | 0 | 0 | 0 | 0 | 0 | 0 | 0 | 0 | 0 | 1117 | 0 | 0 | 0 | 0 | 182 | 0 | 872 | 1054 | 0 | 0 | 0 | 0 | 0 | 0
Gross heat production Main activity CHP plants - Blast Furnace Gas | 10020 | 9673 | 6746 | 2927 | 2425 | 2425 | 2425 | 2425 | 2425 | 2425 | 0 | 0 | 1555 | 0 | 130 | 0 | 0 | 0 | 0 | 0 | 812 | 0 | 0 | 0 | 0 | 1372 | 0 | 1483 | 0 | 0 | 0 | 347 | 0 | 0 | 0 | 4321 | 0 | 6746 | 0 | 0 | 0 | 0 | 0 | 0
Gross heat production Main activity heat only plants - Blast Furnace Gas | 1122 | 1122 | 0 | 1122 | 0 | 0 | 0 | 0 | 0 | 0 | 0 | 0 | 0 | 0 | 0 | 0 | 0 | 0 | 0 | 0 | 0 | 0 | 0 | 0 | 0 | 1122 | 0 | 0 | 0 | 0 | 0 | 0 | 0 | 0 | 0 | 0 | 0 | 25 | 0 | 25 | 0 | 0 | 0 | 0
Gross heat production Autoproducer CHP plants - Blast Furnace Gas | 9419 | 9119 | 7768 | 1351 | 7768 | 7827 | 7827 | 7768 | 7768 | 7768 | 0 | 27 | 203 | 0 | 4650 | 0 | 0 | 0 | 0 | 2669 | 8 | 0 | 0 | 0 | 0 | 0 | 0 | 0 | 280 | 1089 | 0 | 273 | 0 | 59 | 161 | 0 | 0 | 7768 | 0 | 0 | 0 | 0 | 0 | 0
Gross heat production Autoproducer heat only plants - Blast Furnace Gas | 1178 | 1178 | 1162 | 16 | 747 | 759 | 759 | 747 | 747 | 747 | 0 | 0 | 0 | 0 | 0 | 0 | 0 | 0 | 0 | 0 | 0 | 0 | 0 | 0 | 0 | 0 | 0 | 0 | 0 | 4 | 0 | 0 | 0 | 12 | 747 | 0 | 415 | 1162 | 0 | 0 | 0 | 0 | 0 | 0
Gross heat production Main activity CHP plants - Oxygen Steel Furnace Gas | 965 | 965 | 965 | 0 | 28 | 28 | 28 | 28 | 28 | 28 | 0 | 0 | 0 | 0 | 0 | 0 | 0 | 0 | 0 | 0 | 28 | 0 | 0 | 0 | 0 | 0 | 0 | 0 | 0 | 0 | 0 | 0 | 0 | 0 | 0 | 937 | 0 | 965 | 0 | 0 | 0 | 0 | 0 | 0
Gross heat production Main activity heat only plants - Oxygen Steel Furnace Gas | 0 | 0 | 0 | 0 | 0 | 0 | 0 | 0 | 0 | 0 | 0 | 0 | 0 | 0 | 0 | 0 | 0 | 0 | 0 | 0 | 0 | 0 | 0 | 0 | 0 | 0 | 0 | 0 | 0 | 0 | 0 | 0 | 0 | 0 | 0 | 0 | 0 | 0 | 0 | 0 | 0 | 0 | 0 | 0
Gross heat production Autoproducer CHP plants - Oxygen Steel Furnace Gas | 4 | 4 | 0 | 4 | 0 | 4 | 4 | 0 | 0 | 0 | 0 | 0 | 0 | 0 | 0 | 0 | 0 | 0 | 0 | 0 | 0 | 0 | 0 | 0 | 0 | 0 | 0 | 0 | 0 | 0 | 0 | 0 | 0 | 4 | 0 | 0 | 0 | 0 | 0 | 0 | 0 | 0 | 0 | 0
Gross heat production Autoproducer heat only plants - Oxygen Steel Furnace Gas | 10 | 10 | 0 | 10 | 0 | 10 | 10 | 0 | 0 | 0 | 0 | 0 | 0 | 0 | 0 | 0 | 0 | 0 | 0 | 0 | 0 | 0 | 0 | 0 | 0 | 0 | 0 | 0 | 0 | 0 | 0 | 0 | 0 | 10 | 0 | 0 | 0 | 0 | 0 | 0 | 0 | 0 | 0 | 0
Gross heat production Main activity CHP plants - Crude Oil | 0 | 0 | 0 | 0 | 0 | 0 | 0 | 0 | 0 | 0 | 0 | 0 | 0 | 0 | 0 | 0 | 0 | 0 | 0 | 0 | 0 | 0 | 0 | 0 | 0 | 0 | 0 | 0 | 0 | 0 | 0 | 0 | 0 | 0 | 0 | 0 | 0 | 0 | 0 | 0 | 0 | 0 | 0 | 0
Gross heat production Main activity heat only plants - Crude Oil | 0 | 0 | 0 | 0 | 0 | 0 | 0 | 0 | 0 | 0 | 0 | 0 | 0 | 0 | 0 | 0 | 0 | 0 | 0 | 0 | 0 | 0 | 0 | 0 | 0 | 0 | 0 | 0 | 0 | 0 | 0 | 0 | 0 | 0 | 0 | 0 | 0 | 0 | 0 | 0 | 0 | 0 | 0 | 0
Gross heat production Autoproducer CHP plants - Crude Oil | 110 | 110 | 110 | 0 | 110 | 110 | 110 | 110 | 110 | 110 | 0 | 0 | 0 | 0 | 0 | 0 | 0 | 0 | 0 | 0 | 110 | 0 | 0 | 0 | 0 | 0 | 0 | 0 | 0 | 0 | 0 | 0 | 0 | 0 | 0 | 0 | 0 | 110 | 0 | 0 | 0 | 0 | 0 | 0
Gross heat production Autoproducer heat only plants - Crude Oil | 0 | 0 | 0 | 0 | 0 | 0 | 0 | 0 | 0 | 0 | 0 | 0 | 0 | 0 | 0 | 0 | 0 | 0 | 0 | 0 | 0 | 0 | 0 | 0 | 0 | 0 | 0 | 0 | 0 | 0 | 0 | 0 | 0 | 0 | 0 | 0 | 0 | 0 | 0 | 0 | 0 | 0 | 0 | 0
Gross heat production Main activity CHP plants - NGL (Natural Gas Liquids) | 0 | 0 | 0 | 0 | 0 | 0 | 0 | 0 | 0 | 0 | 0 | 0 | 0 | 0 | 0 | 0 | 0 | 0 | 0 | 0 | 0 | 0 | 0 | 0 | 0 | 0 | 0 | 0 | 0 | 0 | 0 | 0 | 0 | 0 | 0 | 0 | 0 | 0 | 0 | 0 | 0 | 0 | 0 | 0
Gross heat production Main activity heat only plants - NGL (Natural Gas Liquids) | 0 | 0 | 0 | 0 | 0 | 0 | 0 | 0 | 0 | 0 | 0 | 0 | 0 | 0 | 0 | 0 | 0 | 0 | 0 | 0 | 0 | 0 | 0 | 0 | 0 | 0 | 0 | 0 | 0 | 0 | 0 | 0 | 0 | 0 | 0 | 0 | 0 | 0 | 0 | 0 | 0 | 0 | 0 | 0
Gross heat production Autoproducer CHP plants - NGL (Natural Gas Liquids) | 0 | 0 | 0 | 0 | 0 | 0 | 0 | 0 | 0 | 0 | 0 | 0 | 0 | 0 | 0 | 0 | 0 | 0 | 0 | 0 | 0 | 0 | 0 | 0 | 0 | 0 | 0 | 0 | 0 | 0 | 0 | 0 | 0 | 0 | 0 | 0 | 0 | 0 | 0 | 0 | 0 | 0 | 0 | 0
Gross heat production Autoproducer heat only plants - NGL (Natural Gas Liquids) | 0 | 0 | 0 | 0 | 0 | 0 | 0 | 0 | 0 | 0 | 0 | 0 | 0 | 0 | 0 | 0 | 0 | 0 | 0 | 0 | 0 | 0 | 0 | 0 | 0 | 0 | 0 | 0 | 0 | 0 | 0 | 0 | 0 | 0 | 0 | 0 | 0 | 0 | 0 | 0 | 0 | 0 | 0 | 0
Gross heat production Main activity CHP plants - Refinery Gas | 5647 | 5586 | 5586 | 0 | 5586 | 5586 | 5586 | 5586 | 5586 | 5586 | 0 | 0 | 0 | 0 | 0 | 0 | 0 | 0 | 0 | 3756 | 281 | 0 | 0 | 0 | 0 | 0 | 0 | 1503 | 0 | 0 | 0 | 61 | 0 | 0 | 46 | 0 | 0 | 5586 | 0 | 0 | 0 | 0 | 0 | 0
Gross heat production Main activity heat only plants - Refinery Gas | 0 | 0 | 0 | 0 | 0 | 0 | 0 | 0 | 0 | 0 | 0 | 0 | 0 | 0 | 0 | 0 | 0 | 0 | 0 | 0 | 0 | 0 | 0 | 0 | 0 | 0 | 0 | 0 | 0 | 0 | 0 | 0 | 0 | 0 | 0 | 0 | 0 | 0 | 0 | 0 | 0 | 0 | 0 | 0
Gross heat production Autoproducer CHP plants - Refinery Gas | 29110 | 29027 | 29025 | 2 | 28786 | 28788 | 28788 | 28786 | 28786 | 28786 | 0 | 23 | 0 | 239 | 4272 | 0 | 0 | 0 | 0 | 5525 | 14407 | 0 | 0 | 0 | 0 | 0 | 0 | 4258 | 276 | 0 | 0 | 60 | 0 | 2 | 48 | 0 | 0 | 29025 | 0 | 0 | 0 | 0 | 64 | 0
Gross heat production Autoproducer heat only plants - Refinery Gas | 62 | 22 | 0 | 22 | 0 | 0 | 0 | 0 | 0 | 0 | 0 | 0 | 0 | 0 | 0 | 0 | 0 | 0 | 0 | 0 | 0 | 0 | 0 | 0 | 0 | 22 | 0 | 0 | 0 | 0 | 0 | 40 | 0 | 0 | 0 | 0 | 0 | 0 | 0 | 0 | 0 | 0 | 0 | 0
Gross heat production Main activity CHP plants - LPG (Liquefied Petroleum Gases) | 431 | 431 | 431 | 0 | 296 | 296 | 296 | 296 | 296 | 296 | 0 | 0 | 0 | 0 | 11 | 0 | 0 | 0 | 0 | 0 | 285 | 0 | 0 | 0 | 0 | 0 | 0 | 0 | 0 | 0 | 0 | 0 | 0 | 0 | 0 | 135 | 0 | 431 | 0 | 0 | 0 | 0 | 0 | 0
Gross heat production Main activity heat only plants - LPG (Liquefied Petroleum Gases) | 281 | 281 | 268 | 13 | 17 | 23 | 23 | 23 | 23 | 17 | 0 | 0 | 0 | 0 | 0 | 0 | 0 | 0 | 0 | 0 | 0 | 0 | 0 | 0 | 0 | 0 | 0 | 0 | 9 | 7 | 0 | 0 | 6 | 0 | 8 | 251 | 0 | 303 | 0 | 35 | 0 | 0 | 0 | 0
Gross heat production Autoproducer CHP plants - LPG (Liquefied Petroleum Gases) | 890 | 890 | 890 | 0 | 890 | 890 | 890 | 890 | 890 | 890 | 0 | 0 | 0 | 0 | 643 | 0 | 0 | 0 | 0 | 0 | 247 | 0 | 0 | 0 | 0 | 0 | 0 | 0 | 0 | 0 | 0 | 0 | 0 | 0 | 0 | 0 | 0 | 890 | 0 | 0 | 0 | 0 | 0 | 0
Gross heat production Autoproducer heat only plants - LPG (Liquefied Petroleum Gases) | 193 | 193 | 130 | 63 | 2 | 3 | 3 | 2 | 2 | 2 | 0 | 0 | 0 | 0 | 0 | 0 | 0 | 0 | 0 | 0 | 0 | 0 | 0 | 51 | 0 | 0 | 0 | 0 | 0 | 11 | 0 | 0 | 0 | 1 | 2 | 0 | 128 | 130 | 0 | 0 | 0 | 0 | 74 | 0
Gross heat production Main activity CHP plants - Naphtha | 0 | 0 | 0 | 0 | 0 | 0 | 0 | 0 | 0 | 0 | 0 | 0 | 0 | 0 | 0 | 0 | 0 | 0 | 0 | 0 | 0 | 0 | 0 | 0 | 0 | 0 | 0 | 0 | 0 | 0 | 0 | 0 | 0 | 0 | 0 | 0 | 0 | 0 | 0 | 0 | 0 | 0 | 0 | 24
Gross heat production Main activity heat only plants - Naphtha | 0 | 0 | 0 | 0 | 0 | 0 | 0 | 0 | 0 | 0 | 0 | 0 | 0 | 0 | 0 | 0 | 0 | 0 | 0 | 0 | 0 | 0 | 0 | 0 | 0 | 0 | 0 | 0 | 0 | 0 | 0 | 0 | 0 | 0 | 0 | 0 | 0 | 0 | 0 | 0 | 0 | 0 | 0 | 0
Gross heat production Autoproducer CHP plants - Naphtha | 0 | 0 | 0 | 0 | 0 | 0 | 0 | 0 | 0 | 0 | 0 | 0 | 0 | 0 | 0 | 0 | 0 | 0 | 0 | 0 | 0 | 0 | 0 | 0 | 0 | 0 | 0 | 0 | 0 | 0 | 0 | 0 | 0 | 0 | 0 | 0 | 0 | 0 | 0 | 0 | 0 | 0 | 0 | 688
Gross heat production Autoproducer heat only plants - Naphtha | 1 | 1 | 0 | 1 | 0 | 1 | 1 | 0 | 0 | 0 | 0 | 0 | 0 | 0 | 0 | 0 | 0 | 0 | 0 | 0 | 0 | 0 | 0 | 0 | 0 | 0 | 0 | 0 | 0 | 0 | 0 | 0 | 0 | 1 | 0 | 0 | 0 | 0 | 0 | 0 | 0 | 0 | 0 | 0
Gross heat production Main activity CHP plants - Kerosene Type Jet Fuel | 0 | 0 | 0 | 0 | 0 | 0 | 0 | 0 | 0 | 0 | 0 | 0 | 0 | 0 | 0 | 0 | 0 | 0 | 0 | 0 | 0 | 0 | 0 | 0 | 0 | 0 | 0 | 0 | 0 | 0 | 0 | 0 | 0 | 0 | 0 | 0 | 0 | 0 | 0 | 0 | 0 | 0 | 0 | 0
Gross heat production Main activity heat only plants - Kerosene Type Jet Fuel | 4 | 4 | 4 | 0 | 0 | 0 | 0 | 0 | 0 | 0 | 0 | 0 | 0 | 0 | 0 | 0 | 0 | 0 | 0 | 0 | 0 | 0 | 0 | 0 | 0 | 0 | 0 | 0 | 0 | 0 | 0 | 0 | 0 | 0 | 0 | 4 | 0 | 4 | 0 | 0 | 0 | 0 | 0 | 0
Gross heat production Autoproducer CHP plants - Kerosene Type Jet Fuel | 0 | 0 | 0 | 0 | 0 | 0 | 0 | 0 | 0 | 0 | 0 | 0 | 0 | 0 | 0 | 0 | 0 | 0 | 0 | 0 | 0 | 0 | 0 | 0 | 0 | 0 | 0 | 0 | 0 | 0 | 0 | 0 | 0 | 0 | 0 | 0 | 0 | 0 | 0 | 0 | 0 | 0 | 0 | 0
Gross heat production Autoproducer heat only plants - Kerosene Type Jet Fuel | 0 | 0 | 0 | 0 | 0 | 0 | 0 | 0 | 0 | 0 | 0 | 0 | 0 | 0 | 0 | 0 | 0 | 0 | 0 | 0 | 0 | 0 | 0 | 0 | 0 | 0 | 0 | 0 | 0 | 0 | 0 | 0 | 0 | 0 | 0 | 0 | 0 | 0 | 0 | 0 | 0 | 0 | 0 | 0
Gross heat production Main activity CHP plants - Other Kerosene | 0 | 0 | 0 | 0 | 0 | 0 | 0 | 0 | 0 | 0 | 0 | 0 | 0 | 0 | 0 | 0 | 0 | 0 | 0 | 0 | 0 | 0 | 0 | 0 | 0 | 0 | 0 | 0 | 0 | 0 | 0 | 0 | 0 | 0 | 0 | 0 | 0 | 0 | 0 | 0 | 0 | 0 | 0 | 0
Gross heat production Main activity heat only plants - Other Kerosene | 0 | 0 | 0 | 0 | 0 | 0 | 0 | 0 | 0 | 0 | 0 | 0 | 0 | 0 | 0 | 0 | 0 | 0 | 0 | 0 | 0 | 0 | 0 | 0 | 0 | 0 | 0 | 0 | 0 | 0 | 0 | 0 | 0 | 0 | 0 | 0 | 0 | 0 | 0 | 0 | 0 | 0 | 0 | 0
Gross heat production Autoproducer CHP plants - Other Kerosene | 0 | 0 | 0 | 0 | 0 | 0 | 0 | 0 | 0 | 0 | 0 | 0 | 0 | 0 | 0 | 0 | 0 | 0 | 0 | 0 | 0 | 0 | 0 | 0 | 0 | 0 | 0 | 0 | 0 | 0 | 0 | 0 | 0 | 0 | 0 | 0 | 0 | 0 | 0 | 0 | 0 | 0 | 0 | 0
Gross heat production Autoproducer heat only plants - Other Kerosene | 0 | 0 | 0 | 0 | 0 | 0 | 0 | 0 | 0 | 0 | 0 | 0 | 0 | 0 | 0 | 0 | 0 | 0 | 0 | 0 | 0 | 0 | 0 | 0 | 0 | 0 | 0 | 0 | 0 | 0 | 0 | 0 | 0 | 0 | 0 | 0 | 0 | 0 | 0 | 0 | 0 | 0 | 0 | 0
Gross heat production Main activity CHP plants - Gas / Diesel Oil | 3418 | 3393 | 3256 | 137 | 2305 | 2305 | 2305 | 2305 | 2305 | 2305 | 0 | 0 | 69 | 94 | 1891 | 0 | 0 | 15 | 0 | 44 | 187 | 0 | 0 | 0 | 4 | 12 | 0 | 33 | 88 | 56 | 0 | 25 | 0 | 0 | 43 | 857 | 0 | 3256 | 0 | 0 | 65 | 17 | 0 | 0
Gross heat production Main activity heat only plants - Gas / Diesel Oil | 6039 | 5154 | 4125 | 1029 | 1408 | 1529 | 1529 | 1528 | 1528 | 1408 | 0 | 38 | 69 | 641 | 700 | 0 | 0 | 0 | 0 | 0 | 0 | 0 | 34 | 49 | 13 | 54 | 0 | 0 | 31 | 702 | 0 | 847 | 120 | 1 | 664 | 2076 | 0 | 4533 | 0 | 408 | 231 | 230 | 0 | 0
Gross heat production Autoproducer CHP plants - Gas / Diesel Oil | 1670 | 1670 | 1626 | 44 | 1612 | 1612 | 1612 | 1612 | 1612 | 1612 | 0 | 0 | 0 | 14 | 1450 | 0 | 0 | 0 | 0 | 63 | 69 | 0 | 0 | 0 | 0 | 0 | 0 | 14 | 0 | 44 | 0 | 0 | 0 | 0 | 16 | 0 | 0 | 1626 | 0 | 0 | 108 | 0 | 0 | 0
Gross heat production Autoproducer heat only plants - Gas / Diesel Oil | 1021 | 509 | 203 | 306 | 18 | 19 | 19 | 18 | 18 | 18 | 0 | 0 | 97 | 21 | 0 | 0 | 0 | 0 | 0 | 0 | 0 | 0 | 0 | 27 | 0 | 0 | 0 | 0 | 0 | 181 | 0 | 512 | 0 | 1 | 18 | 0 | 164 | 207 | 0 | 4 | 0 | 0 | 350 | 0
Gross heat production Main activity CHP plants - Residual Fuel Oil | 41689 | 25962 | 22077 | 3885 | 13095 | 13223 | 13179 | 13108 | 13108 | 13095 | 64 | 36 | 300 | 4450 | 362 | 44 | 0 | 0 | 0 | 307 | 4553 | 0 | 483 | 1836 | 0 | 604 | 0 | 9 | 4397 | 534 | 2037 | 15691 | 13 | 71 | 1366 | 4532 | 0 | 22077 | 0 | 0 | 0 | 3140 | 0 | 311
Gross heat production Main activity heat only plants - Residual Fuel Oil | 22606 | 21041 | 14755 | 6286 | 11861 | 13981 | 11958 | 11905 | 11905 | 11861 | 0 | 820 | 297 | 291 | 18 | 2023 | 0 | 0 | 0 | 0 | 0 | 0 | 1293 | 1507 | 0 | 325 | 0 | 0 | 2489 | 744 | 0 | 745 | 44 | 53 | 9354 | 2603 | 0 | 14755 | 0 | 0 | 0 | 1259 | 2777 | 0
Gross heat production Autoproducer CHP plants - Residual Fuel Oil | 62183 | 61865 | 58905 | 2960 | 58822 | 58947 | 58944 | 58822 | 58822 | 58822 | 0 | 0 | 244 | 83 | 14253 | 3 | 0 | 0 | 0 | 8370 | 32382 | 0 | 0 | 0 | 0 | 23 | 0 | 0 | 91 | 2568 | 2978 | 318 | 0 | 122 | 748 | 0 | 0 | 58905 | 0 | 0 | 0 | 0 | 226 | 453
Gross heat production Autoproducer heat only plants - Residual Fuel Oil | 3273 | 2976 | 1741 | 1235 | 354 | 708 | 381 | 376 | 376 | 354 | 0 | 105 | 727 | 14 | 0 | 327 | 0 | 0 | 0 | 0 | 0 | 0 | 36 | 7 | 0 | 0 | 0 | 0 | 0 | 111 | 0 | 192 | 22 | 5 | 354 | 0 | 1373 | 1741 | 0 | 0 | 0 | 0 | 1091 | 0
Gross heat production Main activity CHP plants - Bitumen | 116 | 116 | 0 | 116 | 0 | 0 | 0 | 0 | 0 | 0 | 0 | 0 | 0 | 0 | 0 | 0 | 0 | 0 | 0 | 0 | 0 | 0 | 0 | 116 | 0 | 0 | 0 | 0 | 0 | 0 | 0 | 0 | 0 | 0 | 0 | 0 | 0 | 0 | 0 | 0 | 0 | 0 | 0 | 0
Gross heat production Main activity heat only plants - Bitumen | 0 | 0 | 0 | 0 | 0 | 0 | 0 | 0 | 0 | 0 | 0 | 0 | 0 | 0 | 0 | 0 | 0 | 0 | 0 | 0 | 0 | 0 | 0 | 0 | 0 | 0 | 0 | 0 | 0 | 0 | 0 | 0 | 0 | 0 | 0 | 0 | 0 | 0 | 0 | 0 | 0 | 0 | 0 | 0
Gross heat production Autoproducer CHP plants - Bitumen | 0 | 0 | 0 | 0 | 0 | 0 | 0 | 0 | 0 | 0 | 0 | 0 | 0 | 0 | 0 | 0 | 0 | 0 | 0 | 0 | 0 | 0 | 0 | 0 | 0 | 0 | 0 | 0 | 0 | 0 | 0 | 0 | 0 | 0 | 0 | 0 | 0 | 0 | 0 | 0 | 0 | 0 | 0 | 0
Gross heat production Autoproducer heat only plants - Bitumen | 0 | 0 | 0 | 0 | 0 | 0 | 0 | 0 | 0 | 0 | 0 | 0 | 0 | 0 | 0 | 0 | 0 | 0 | 0 | 0 | 0 | 0 | 0 | 0 | 0 | 0 | 0 | 0 | 0 | 0 | 0 | 0 | 0 | 0 | 0 | 0 | 0 | 0 | 0 | 0 | 0 | 0 | 0 | 0
Gross heat production Main activity CHP plants - Petroleum Coke | 1507 | 490 | 490 | 0 | 490 | 490 | 490 | 490 | 490 | 490 | 0 | 1017 | 0 | 0 | 490 | 0 | 0 | 0 | 0 | 0 | 0 | 0 | 0 | 0 | 0 | 0 | 0 | 0 | 0 | 0 | 0 | 0 | 0 | 0 | 0 | 0 | 0 | 490 | 0 | 0 | 0 | 0 | 0 | 0
Gross heat production Main activity heat only plants - Petroleum Coke | 65 | 65 | 65 | 0 | 65 | 65 | 65 | 65 | 65 | 65 | 0 | 0 | 0 | 0 | 65 | 0 | 0 | 0 | 0 | 0 | 0 | 0 | 0 | 0 | 0 | 0 | 0 | 0 | 0 | 0 | 0 | 0 | 0 | 0 | 0 | 0 | 0 | 65 | 0 | 0 | 0 | 0 | 0 | 0
Gross heat production Autoproducer CHP plants - Petroleum Coke | 241 | 241 | 241 | 0 | 241 | 241 | 241 | 241 | 241 | 241 | 0 | 0 | 0 | 0 | 0 | 0 | 0 | 0 | 0 | 0 | 241 | 0 | 0 | 0 | 0 | 0 | 0 | 0 | 0 | 0 | 0 | 0 | 0 | 0 | 0 | 0 | 0 | 241 | 0 | 0 | 0 | 0 | 0 | 0
Gross heat production Autoproducer heat only plants - Petroleum Coke | 0 | 0 | 0 | 0 | 0 | 0 | 0 | 0 | 0 | 0 | 0 | 0 | 0 | 0 | 0 | 0 | 0 | 0 | 0 | 0 | 0 | 0 | 0 | 0 | 0 | 0 | 0 | 0 | 0 | 0 | 0 | 0 | 0 | 0 | 0 | 0 | 0 | 0 | 0 | 0 | 0 | 0 | 0 | 0
Gross heat production Main activity CHP plants - Other Oil Products | 13134 | 13134 | 11008 | 2126 | 11008 | 11008 | 11008 | 11008 | 11008 | 11008 | 0 | 0 | 2126 | 0 | 56 | 0 | 0 | 0 | 0 | 9779 | 1169 | 0 | 0 | 0 | 0 | 0 | 0 | 0 | 0 | 0 | 0 | 0 | 0 | 0 | 4 | 0 | 0 | 11008 | 0 | 0 | 0 | 0 | 0 | 0
Gross heat production Main activity heat only plants - Other Oil Products | 1557 | 1557 | 247 | 1310 | 0 | 0 | 0 | 0 | 0 | 0 | 0 | 0 | 1286 | 247 | 0 | 0 | 0 | 0 | 0 | 0 | 0 | 0 | 24 | 0 | 0 | 0 | 0 | 0 | 0 | 0 | 0 | 0 | 0 | 0 | 0 | 0 | 0 | 247 | 0 | 0 | 0 | 0 | 0 | 0
Gross heat production Autoproducer CHP plants - Other Oil Products | 8527 | 8304 | 8112 | 192 | 8112 | 8112 | 8112 | 8112 | 8112 | 8112 | 0 | 223 | 192 | 0 | 2308 | 0 | 0 | 0 | 0 | 693 | 1861 | 0 | 0 | 0 | 0 | 0 | 0 | 1819 | 1428 | 0 | 0 | 0 | 0 | 0 | 3 | 0 | 0 | 8112 | 0 | 0 | 0 | 0 | 0 | 0
Gross heat production Autoproducer heat only plants - Other Oil Products | 374 | 277 | 16 | 261 | 5 | 5 | 5 | 5 | 5 | 5 | 0 | 0 | 261 | 11 | 0 | 0 | 0 | 0 | 0 | 0 | 0 | 0 | 0 | 0 | 0 | 0 | 0 | 0 | 0 | 0 | 0 | 97 | 0 | 0 | 5 | 0 | 0 | 16 | 0 | 0 | 0 | 0 | 0 | 0
Gross heat production Main activity CHP plants - Natural Gas | 658016 | 591835 | 487101 | 104734 | 446942 | 462875 | 459432 | 447500 | 447500 | 446942 | 15679 | 16450 | 12012 | 34643 | 164530 | 3443 | 0 | 0 | 0 | 41751 | 52596 | 0 | 13355 | 20854 | 0 | 33484 | 0 | 110848 | 24184 | 9096 | 1798 | 49731 | 558 | 11932 | 35556 | 5516 | 0 | 487112 | 0 | 11 | 905 | 6690 | 0 | 14334
Gross heat production Main activity heat only plants - Natural Gas | 166912 | 135566 | 43686 | 91880 | 38654 | 67599 | 60016 | 41184 | 41184 | 38654 | 114 | 11917 | 19224 | 3957 | 14892 | 7583 | 0 | 0 | 0 | 0 | 0 | 0 | 9663 | 10561 | 0 | 15530 | 0 | 3481 | 7671 | 7957 | 0 | 19429 | 2530 | 18832 | 12496 | 1075 | 0 | 43991 | 0 | 305 | 4124 | 1959 | 484 | 0
Gross heat production Autoproducer CHP plants - Natural Gas | 316753 | 314622 | 307776 | 6846 | 307101 | 308181 | 308124 | 307145 | 307145 | 307101 | 0 | 275 | 2530 | 675 | 147445 | 57 | 0 | 0 | 0 | 65786 | 68226 | 0 | 438 | 201 | 869 | 255 | 0 | 14586 | 892 | 2342 | 6899 | 1856 | 44 | 979 | 2398 | 0 | 0 | 307776 | 0 | 0 | 444 | 0 | 77 | 19133
Gross heat production Autoproducer heat only plants - Natural Gas | 76634 | 72029 | 55431 | 16598 | 8424 | 15835 | 13267 | 8425 | 8425 | 8424 | 0 | 101 | 3680 | 102 | 0 | 2568 | 0 | 0 | 0 | 0 | 0 | 0 | 1226 | 536 | 0 | 1766 | 0 | 7183 | 475 | 1979 | 0 | 4504 | 1 | 4842 | 766 | 0 | 46905 | 55431 | 0 | 0 | 0 | 0 | 474 | 0
Gross heat production Main activity CHP plants - Industrial Waste | 1746 | 1746 | 1746 | 0 | 826 | 826 | 826 | 826 | 826 | 826 | 277 | 0 | 0 | 0 | 0 | 0 | 0 | 0 | 0 | 0 | 6 | 0 | 0 | 0 | 0 | 0 | 0 | 0 | 531 | 0 | 0 | 0 | 0 | 0 | 12 | 920 | 0 | 1746 | 0 | 0 | 0 | 0 | 0 | 0
Gross heat production Main activity heat only plants - Industrial Waste | 272 | 249 | 242 | 7 | 18 | 18 | 18 | 18 | 18 | 18 | 0 | 0 | 0 | 0 | 0 | 0 | 0 | 0 | 0 | 0 | 0 | 0 | 0 | 0 | 0 | 0 | 0 | 0 | 3 | 7 | 0 | 23 | 0 | 0 | 15 | 224 | 0 | 671 | 0 | 429 | 0 | 0 | 0 | 0
Gross heat production Autoproducer CHP plants - Industrial Waste | 2377 | 2352 | 598 | 1754 | 598 | 598 | 598 | 598 | 598 | 598 | 0 | 0 | 29 | 0 | 0 | 0 | 0 | 0 | 0 | 0 | 98 | 0 | 0 | 0 | 0 | 0 | 0 | 0 | 33 | 1725 | 0 | 25 | 0 | 0 | 467 | 0 | 0 | 598 | 0 | 0 | 398 | 0 | 0 | 0
Gross heat production Autoproducer heat only plants - Industrial Waste | 801 | 714 | 24 | 690 | 24 | 337 | 337 | 24 | 24 | 24 | 0 | 75 | 364 | 0 | 0 | 0 | 0 | 0 | 0 | 0 | 0 | 0 | 0 | 0 | 0 | 0 | 0 | 0 | 0 | 13 | 0 | 12 | 0 | 313 | 24 | 0 | 0 | 24 | 0 | 0 | 0 | 0 | 0 | 0
Gross heat production Main activity CHP plants - Municipal Waste (Renewable) | 33489 | 33489 | 32621 | 868 | 22768 | 22768 | 22768 | 22768 | 22768 | 22768 | 1232 | 0 | 480 | 3899 | 15015 | 0 | 0 | 0 | 0 | 1605 | 2736 | 0 | 0 | 0 | 0 | 388 | 0 | 0 | 643 | 0 | 0 | 0 | 0 | 0 | 1537 | 5954 | 0 | 34185 | 0 | 1564 | 0 | 0 | 0 | 0
Gross heat production Main activity heat only plants - Municipal Waste (Renewable) | 6372 | 6372 | 6371 | 1 | 3318 | 3318 | 3318 | 3318 | 3318 | 3318 | 52 | 0 | 1 | 430 | 1875 | 0 | 0 | 0 | 0 | 552 | 0 | 0 | 0 | 0 | 0 | 0 | 0 | 0 | 490 | 0 | 0 | 0 | 0 | 0 | 349 | 2623 | 0 | 7535 | 28 | 1164 | 0 | 0 | 0 | 0
Gross heat production Autoproducer CHP plants - Municipal Waste (Renewable) | 15816 | 15816 | 15455 | 361 | 8059 | 8076 | 8076 | 8059 | 8059 | 8059 | 0 | 0 | 344 | 7396 | 0 | 0 | 0 | 0 | 0 | 6445 | 266 | 0 | 0 | 0 | 0 | 0 | 0 | 1166 | 27 | 0 | 0 | 0 | 0 | 17 | 155 | 0 | 0 | 15455 | 0 | 0 | 4386 | 0 | 0 | 0
Gross heat production Autoproducer heat only plants - Municipal Waste (Renewable) | 6757 | 6757 | 5938 | 819 | 4570 | 4660 | 4660 | 4570 | 4570 | 4570 | 0 | 0 | 729 | 1368 | 0 | 0 | 0 | 0 | 0 | 2215 | 0 | 0 | 0 | 0 | 0 | 0 | 0 | 2355 | 0 | 0 | 0 | 0 | 0 | 90 | 0 | 0 | 0 | 5938 | 0 | 0 | 149 | 0 | 0 | 0
Gross heat production Main activity CHP plants - Municipal Waste (Non-Renewable) | 36219 | 36219 | 35511 | 708 | 23390 | 23390 | 23390 | 23390 | 23390 | 23390 | 1767 | 0 | 320 | 3190 | 15016 | 0 | 0 | 0 | 0 | 1605 | 2735 | 0 | 0 | 0 | 0 | 388 | 0 | 0 | 1572 | 0 | 0 | 0 | 0 | 0 | 695 | 8931 | 0 | 37075 | 0 | 1564 | 0 | 0 | 0 | 0
Gross heat production Main activity heat only plants - Municipal Waste (Non-Renewable) | 7773 | 7773 | 7772 | 1 | 3485 | 3485 | 3485 | 3485 | 3485 | 3485 | 75 | 0 | 1 | 352 | 1875 | 0 | 0 | 0 | 0 | 552 | 0 | 0 | 0 | 0 | 0 | 0 | 0 | 0 | 800 | 0 | 0 | 0 | 0 | 0 | 183 | 3935 | 0 | 8936 | 28 | 1164 | 0 | 0 | 0 | 0
Gross heat production Autoproducer CHP plants - Municipal Waste (Non-Renewable) | 14410 | 14410 | 14164 | 246 | 8113 | 8130 | 8130 | 8113 | 8113 | 8113 | 0 | 0 | 229 | 6051 | 0 | 0 | 0 | 0 | 0 | 6445 | 265 | 0 | 0 | 0 | 0 | 0 | 0 | 1315 | 46 | 0 | 0 | 0 | 0 | 17 | 42 | 0 | 0 | 14164 | 0 | 0 | 4386 | 0 | 0 | 0
Gross heat production Autoproducer heat only plants - Municipal Waste (Non-Renewable) | 6566 | 6566 | 5989 | 577 | 4870 | 4961 | 4961 | 4870 | 4870 | 4870 | 0 | 0 | 486 | 1119 | 0 | 0 | 0 | 0 | 0 | 2215 | 0 | 0 | 0 | 0 | 0 | 0 | 0 | 2655 | 0 | 0 | 0 | 0 | 0 | 91 | 0 | 0 | 0 | 5989 | 0 | 0 | 149 | 0 | 0 | 0
Gross heat production Main activity CHP plants - Wood, Wood Wastes and Other Solid Wastes | 84259 | 84259 | 82322 | 1937 | 38743 | 38775 | 38775 | 38763 | 38763 | 38743 | 0 | 0 | 513 | 9875 | 4631 | 0 | 0 | 0 | 0 | 0 | 3339 | 0 | 357 | 0 | 0 | 208 | 0 | 1171 | 2727 | 827 | 0 | 0 | 20 | 12 | 26875 | 33704 | 0 | 82322 | 0 | 0 | 121 | 0 | 0 | 0
Gross heat production Main activity heat only plants - Wood, Wood Wastes and Other Solid Wastes | 78090 | 78074 | 66571 | 11503 | 23939 | 27804 | 24393 | 24198 | 24198 | 23939 | 0 | 0 | 285 | 10229 | 3395 | 3411 | 0 | 0 | 0 | 0 | 0 | 0 | 2188 | 3841 | 40 | 224 | 0 | 0 | 7541 | 1100 | 0 | 16 | 259 | 195 | 12963 | 32403 | 0 | 67858 | 0 | 1287 | 0 | 0 | 0 | 0
Gross heat production Autoproducer CHP plants - Wood, Wood Wastes and Other Solid Wastes | 36689 | 36659 | 34353 | 2306 | 7714 | 8026 | 7993 | 7827 | 7827 | 7714 | 0 | 0 | 1244 | 61 | 0 | 33 | 0 | 0 | 0 | 0 | 549 | 0 | 1 | 131 | 0 | 19 | 0 | 0 | 759 | 599 | 0 | 30 | 113 | 166 | 6406 | 26578 | 0 | 34353 | 0 | 0 | 35 | 0 | 0 | 0
Gross heat production Autoproducer heat only plants - Wood, Wood Wastes and Other Solid Wastes | 6386 | 5675 | 1030 | 4645 | 778 | 2446 | 2078 | 778 | 778 | 778 | 0 | 31 | 152 | 252 | 0 | 368 | 0 | 0 | 0 | 0 | 0 | 0 | 1763 | 820 | 0 | 0 | 0 | 0 | 19 | 242 | 0 | 680 | 0 | 1300 | 759 | 0 | 0 | 1059 | 0 | 29 | 0 | 0 | 100 | 0
Gross heat production Main activity CHP plants - Landfill Gas | 971 | 971 | 922 | 49 | 696 | 734 | 696 | 696 | 696 | 696 | 43 | 0 | 2 | 20 | 338 | 38 | 0 | 0 | 0 | 0 | 207 | 0 | 0 | 0 | 0 | 0 | 0 | 63 | 0 | 9 | 0 | 0 | 0 | 0 | 45 | 206 | 0 | 922 | 0 | 0 | 0 | 0 | 0 | 0
Gross heat production Main activity heat only plants - Landfill Gas | 1082 | 1082 | 1070 | 12 | 979 | 979 | 979 | 979 | 979 | 979 | 0 | 0 | 12 | 3 | 214 | 0 | 0 | 0 | 0 | 0 | 0 | 0 | 0 | 0 | 0 | 0 | 0 | 0 | 0 | 0 | 0 | 0 | 0 | 0 | 765 | 88 | 0 | 1078 | 0 | 8 | 19 | 0 | 0 | 0
Gross heat production Autoproducer CHP plants - Landfill Gas | 208 | 208 | 50 | 158 | 20 | 21 | 21 | 20 | 20 | 20 | 0 | 0 | 75 | 30 | 0 | 0 | 0 | 0 | 0 | 0 | 15 | 0 | 0 | 0 | 0 | 0 | 0 | 5 | 0 | 82 | 0 | 0 | 0 | 1 | 0 | 0 | 0 | 50 | 0 | 0 | 0 | 0 | 0 | 0
Gross heat production Autoproducer heat only plants - Landfill Gas | 34 | 34 | 34 | 0 | 0 | 0 | 0 | 0 | 0 | 0 | 0 | 0 | 0 | 34 | 0 | 0 | 0 | 0 | 0 | 0 | 0 | 0 | 0 | 0 | 0 | 0 | 0 | 0 | 0 | 0 | 0 | 0 | 0 | 0 | 0 | 0 | 0 | 34 | 0 | 0 | 0 | 0 | 0 | 0
Gross heat production Main activity CHP plants - Sludge Gas | 565 | 565 | 502 | 63 | 120 | 120 | 120 | 120 | 120 | 120 | 0 | 0 | 14 | 0 | 91 | 0 | 0 | 0 | 0 | 0 | 9 | 0 | 43 | 6 | 0 | 0 | 0 | 0 | 20 | 0 | 0 | 0 | 0 | 0 | 0 | 382 | 0 | 502 | 0 | 0 | 0 | 0 | 0 | 0
Gross heat production Main activity heat only plants - Sludge Gas | 261 | 261 | 249 | 12 | 78 | 78 | 78 | 78 | 78 | 78 | 0 | 0 | 0 | 8 | 18 | 0 | 0 | 0 | 0 | 0 | 0 | 0 | 0 | 12 | 0 | 0 | 0 | 0 | 0 | 0 | 0 | 0 | 0 | 0 | 60 | 163 | 0 | 249 | 0 | 0 | 0 | 0 | 0 | 0
Gross heat production Autoproducer CHP plants - Sludge Gas | 845 | 845 | 79 | 766 | 27 | 63 | 63 | 27 | 27 | 27 | 0 | 0 | 0 | 52 | 0 | 0 | 0 | 0 | 0 | 0 | 0 | 0 | 0 | 0 | 0 | 4 | 0 | 0 | 27 | 726 | 0 | 0 | 0 | 36 | 0 | 0 | 0 | 79 | 0 | 0 | 0 | 0 | 0 | 0
Gross heat production Autoproducer heat only plants - Sludge Gas | 95 | 95 | 9 | 86 | 0 | 85 | 80 | 0 | 0 | 0 | 0 | 0 | 0 | 9 | 0 | 5 | 0 | 0 | 0 | 0 | 0 | 0 | 0 | 0 | 0 | 0 | 0 | 0 | 0 | 1 | 0 | 0 | 0 | 80 | 0 | 0 | 0 | 9 | 0 | 0 | 0 | 0 | 0 | 0
Gross heat production Main activity CHP plants - Other Biogas | 1847 | 1847 | 1847 | 0 | 1180 | 1180 | 1180 | 1180 | 1180 | 1180 | 110 | 0 | 0 | 648 | 234 | 0 | 0 | 0 | 0 | 0 | 712 | 0 | 0 | 0 | 0 | 0 | 0 | 0 | 124 | 0 | 0 | 0 | 0 | 0 | 0 | 19 | 0 | 1847 | 0 | 0 | 0 | 0 | 0 | 0
Gross heat production Main activity heat only plants - Other Biogas | 205 | 205 | 205 | 0 | 127 | 127 | 127 | 127 | 127 | 127 | 0 | 0 | 0 | 70 | 127 | 0 | 0 | 0 | 0 | 0 | 0 | 0 | 0 | 0 | 0 | 0 | 0 | 0 | 0 | 0 | 0 | 0 | 0 | 0 | 0 | 8 | 0 | 205 | 0 | 0 | 0 | 0 | 0 | 0
Gross heat production Autoproducer CHP plants - Other Biogas | 480 | 480 | 477 | 3 | 193 | 193 | 193 | 193 | 193 | 193 | 0 | 0 | 0 | 284 | 0 | 0 | 0 | 0 | 0 | 0 | 141 | 0 | 0 | 0 | 0 | 0 | 0 | 0 | 52 | 3 | 0 | 0 | 0 | 0 | 0 | 0 | 0 | 477 | 0 | 0 | 0 | 0 | 0 | 0
Gross heat production Autoproducer heat only plants - Other Biogas | 18 | 18 | 0 | 18 | 0 | 18 | 18 | 0 | 0 | 0 | 0 | 0 | 0 | 0 | 0 | 0 | 0 | 0 | 0 | 0 | 0 | 0 | 0 | 0 | 0 | 0 | 0 | 0 | 0 | 0 | 0 | 0 | 0 | 18 | 0 | 0 | 0 | 0 | 0 | 0 | 0 | 0 | 0 | 0
Gross heat production Main activity CHP plants - Other Liquid Biofuels | 950 | 950 | 950 | 0 | 223 | 223 | 223 | 223 | 223 | 223 | 0 | 0 | 0 | 0 | 3 | 0 | 0 | 0 | 0 | 0 | 0 | 0 | 0 | 0 | 0 | 0 | 0 | 0 | 220 | 0 | 0 | 0 | 0 | 0 | 0 | 727 | 0 | 950 | 0 | 0 | 0 | 0 | 0 | 0
Gross heat production Main activity heat only plants - Other Liquid Biofuels | 2045 | 2045 | 2045 | 0 | 31 | 31 | 31 | 31 | 31 | 31 | 0 | 0 | 0 | 0 | 31 | 0 | 0 | 0 | 0 | 0 | 0 | 0 | 0 | 0 | 0 | 0 | 0 | 0 | 0 | 0 | 0 | 0 | 0 | 0 | 0 | 2014 | 0 | 2045 | 0 | 0 | 0 | 0 | 0 | 0
Gross heat production Autoproducer CHP plants - Other Liquid Biofuels | 53 | 53 | 53 | 0 | 53 | 53 | 53 | 53 | 53 | 53 | 0 | 0 | 0 | 0 | 0 | 0 | 0 | 0 | 0 | 0 | 0 | 0 | 0 | 0 | 0 | 0 | 0 | 0 | 53 | 0 | 0 | 0 | 0 | 0 | 0 | 0 | 0 | 53 | 0 | 0 | 0 | 0 | 0 | 0
Gross heat production Autoproducer heat only plants - Other Liquid Biofuels | 0 | 0 | 0 | 0 | 0 | 0 | 0 | 0 | 0 | 0 | 0 | 0 | 0 | 0 | 0 | 0 | 0 | 0 | 0 | 0 | 0 | 0 | 0 | 0 | 0 | 0 | 0 | 0 | 0 | 0 | 0 | 0 | 0 | 0 | 0 | 0 | 0 | 0 | 0 | 0 | 0 | 0 | 0 | 0
Imports | 153 | 153 | 153 | 0 | 0 | 0 | 0 | 0 | 0 | 0 | 0 | 0 | 0 | 153 | 0 | 0 | 0 | 0 | 0 | 0 | 0 | 0 | 0 | 0 | 0 | 0 | 0 | 0 | 0 | 0 | 0 | 0 | 0 | 0 | 0 | 0 | 0 | 153 | 0 | 0 | 0 | 0 | 0 | 0
Exports | 282 | 282 | 153 | 129 | 153 | 153 | 153 | 153 | 153 | 153 | 0 | 0 | 129 | 0 | 153 | 0 | 0 | 0 | 0 | 0 | 0 | 0 | 0 | 0 | 0 | 0 | 0 | 0 | 0 | 0 | 0 | 0 | 0 | 0 | 0 | 0 | 0 | 153 | 0 | 0 | 0 | 0 | 0 | 0
Gross inland Consumption | -129 | -129 | 0 | -129 | -153 | -153 | -153 | -153 | -153 | -153 | 0 | 0 | -129 | 153 | -153 | 0 | 0 | 0 | 0 | 0 | 0 | 0 | 0 | 0 | 0 | 0 | 0 | 0 | 0 | 0 | 0 | 0 | 0 | 0 | 0 | 0 | 0 | 0 | 0 | 0 | 0 | 0 | 0 | 0
Transformation output | 2893042 | 2713257 | 1999238 | 714019 | 1632532 | 1721958 | 1695181 | 1642636 | 1642636 | 1632532 | 22366 | 52111 | 139236 | 128456 | 814755 | 26777 | 0 | 2049 | 0 | 174304 | 193064 | 0 | 31144 | 49900 | 926 | 63597 | 0 | 170863 | 61603 | 340716 | 13712 | 127674 | 10104 | 52545 | 178890 | 181066 | 57184 | 2011965 | 9293 | 12727 | 16667 | 13325 | 6083 | 35597
Transformation output - Conventional Thermal Power Stations | 2181678 | 2043158 | 1593209 | 449949 | 1374776 | 1415320 | 1405798 | 1381880 | 1381880 | 1374776 | 22074 | 38422 | 105961 | 105847 | 648582 | 9522 | 0 | 2049 | 0 | 168770 | 193064 | 0 | 14677 | 27782 | 853 | 41010 | 0 | 155189 | 41595 | 219975 | 13712 | 100098 | 7104 | 23918 | 128888 | 112586 | 0 | 1596693 | 8071 | 3484 | 10848 | 9847 | 553 | 35597
Transformation output - District Heating Plants | 704834 | 664171 | 406029 | 258142 | 257756 | 304405 | 287150 | 260756 | 260756 | 257756 | 292 | 13087 | 32179 | 22609 | 166173 | 17255 | 0 | 0 | 0 | 5534 | 0 | 0 | 16467 | 20188 | 73 | 21918 | 0 | 15674 | 20008 | 120741 | 0 | 27576 | 3000 | 26394 | 50002 | 68480 | 57184 | 415272 | 1222 | 9243 | 4719 | 3478 | 5530 | 0
Transformation output - Main Activity Conventional Thermal Power Stations | 1505173 | 1372856 | 982874 | 389982 | 805904 | 843913 | 834631 | 812851 | 812851 | 805904 | 19172 | 37854 | 89991 | 90962 | 360677 | 9282 | 0 | 2049 | 0 | 59635 | 72641 | 0 | 14238 | 22812 | 853 | 40709 | 0 | 132026 | 37566 | 184223 | 3835 | 94463 | 6947 | 21780 | 117450 | 86008 | 0 | 986358 | 8071 | 3484 | 1091 | 9847 | 0 | 14669
Transformation output - Autoproducer Conventional Thermal Power Stations | 676505 | 670302 | 610335 | 59967 | 568872 | 571407 | 571167 | 569029 | 569029 | 568872 | 2902 | 568 | 15970 | 14885 | 287905 | 240 | 0 | 0 | 0 | 109135 | 120423 | 0 | 439 | 4970 | 0 | 301 | 0 | 23163 | 4029 | 35752 | 9877 | 5635 | 157 | 2138 | 11438 | 26578 | 0 | 610335 | 0 | 0 | 9757 | 0 | 553 | 20928
Transformation output - Nuclear Power Stations | 6530 | 5928 | 0 | 5928 | 0 | 2233 | 2233 | 0 | 0 | 0 | 0 | 602 | 1096 | 0 | 0 | 0 | 0 | 0 | 0 | 0 | 0 | 0 | 0 | 1930 | 0 | 669 | 0 | 0 | 0 | 0 | 0 | 0 | 0 | 2233 | 0 | 0 | 0 | 0 | 0 | 0 | 1100 | 0 | 0 | 0
Consumption in Energy Sector | 181511 | 160223 | 78129 | 82094 | 72644 | 80035 | 79685 | 72891 | 72891 | 72644 | 0 | 8188 | 14149 | 1389 | 0 | 350 | 0 | 0 | 0 | 0 | 64014 | 0 | 853 | 2627 | 0 | 3773 | 0 | 8630 | 0 | 53301 | 0 | 13100 | 247 | 6794 | 0 | 0 | 4096 | 78569 | 0 | 440 | 0 | 871 | 409 | 0
Own Use in Electricity, CHP and Heat Plants | 23927 | 13451 | 1034 | 12417 | 0 | 3876 | 3876 | 173 | 173 | 0 | 0 | 4583 | 0 | 1034 | 0 | 0 | 0 | 0 | 0 | 0 | 0 | 0 | 853 | 1215 | 0 | 0 | 0 | 0 | 0 | 6473 | 0 | 5893 | 173 | 3703 | 0 | 0 | 0 | 1459 | 0 | 425 | 0 | 871 | 101 | 0
Consumption in Oil and gas extraction | 1738 | 1658 | 1652 | 6 | 1652 | 1652 | 1652 | 1652 | 1652 | 1652 | 0 | 0 | 0 | 0 | 0 | 0 | 0 | 0 | 0 | 0 | 1652 | 0 | 0 | 0 | 0 | 0 | 0 | 0 | 0 | 6 | 0 | 80 | 0 | 0 | 0 | 0 | 0 | 1652 | 0 | 0 | 0 | 0 | 0 | 0
Consumption in Petroleum Refineries | 57574 | 53043 | 32666 | 20377 | 29319 | 30810 | 30810 | 29319 | 29319 | 29319 | 0 | 0 | 3594 | 355 | 0 | 0 | 0 | 0 | 0 | 0 | 26143 | 0 | 0 | 1353 | 0 | 3773 | 0 | 3176 | 0 | 10166 | 0 | 4531 | 0 | 1491 | 0 | 0 | 2992 | 32666 | 0 | 0 | 0 | 0 | 285 | 0
Consumption in Nuclear industry | 591 | 591 | 0 | 591 | 0 | 0 | 0 | 0 | 0 | 0 | 0 | 0 | 591 | 0 | 0 | 0 | 0 | 0 | 0 | 0 | 0 | 0 | 0 | 0 | 0 | 0 | 0 | 0 | 0 | 0 | 0 | 0 | 0 | 0 | 0 | 0 | 0 | 0 | 0 | 0 | 0 | 0 | 0 | 0
Consumption in Coal Mines | 10435 | 10322 | 0 | 10322 | 0 | 269 | 238 | 74 | 74 | 0 | 0 | 36 | 4096 | 0 | 0 | 31 | 0 | 0 | 0 | 0 | 0 | 0 | 0 | 0 | 0 | 0 | 0 | 0 | 0 | 5957 | 0 | 77 | 74 | 164 | 0 | 0 | 0 | 2 | 0 | 2 | 0 | 0 | 0 | 0
Consumption in Patent Fuel Plants | 0 | 0 | 0 | 0 | 0 | 0 | 0 | 0 | 0 | 0 | 0 | 0 | 0 | 0 | 0 | 0 | 0 | 0 | 0 | 0 | 0 | 0 | 0 | 0 | 0 | 0 | 0 | 0 | 0 | 0 | 0 | 0 | 0 | 0 | 0 | 0 | 0 | 0 | 0 | 0 | 0 | 0 | 0 | 0
Consumption in Coke Ovens | 13290 | 13290 | 16 | 13274 | 16 | 931 | 931 | 16 | 16 | 16 | 0 | 0 | 2299 | 0 | 0 | 0 | 0 | 0 | 0 | 0 | 16 | 0 | 0 | 0 | 0 | 0 | 0 | 0 | 0 | 10060 | 0 | 0 | 0 | 915 | 0 | 0 | 0 | 16 | 0 | 0 | 0 | 0 | 0 | 0
Consumption in BKB / PB Plants | 4290 | 736 | 0 | 736 | 0 | 0 | 0 | 0 | 0 | 0 | 0 | 3554 | 734 | 0 | 0 | 0 | 0 | 0 | 0 | 0 | 0 | 0 | 0 | 2 | 0 | 0 | 0 | 0 | 0 | 0 | 0 | 0 | 0 | 0 | 0 | 0 | 0 | 0 | 0 | 0 | 0 | 0 | 0 | 0
Consumption in Gas Works | 2873 | 2873 | 31 | 2842 | 31 | 31 | 31 | 31 | 31 | 31 | 0 | 0 | 2833 | 0 | 0 | 0 | 0 | 0 | 0 | 0 | 31 | 0 | 0 | 0 | 0 | 0 | 0 | 0 | 0 | 9 | 0 | 0 | 0 | 0 | 0 | 0 | 0 | 31 | 0 | 0 | 0 | 0 | 0 | 0
Consumption in Blast Furnaces | 0 | 0 | 0 | 0 | 0 | 0 | 0 | 0 | 0 | 0 | 0 | 0 | 0 | 0 | 0 | 0 | 0 | 0 | 0 | 0 | 0 | 0 | 0 | 0 | 0 | 0 | 0 | 0 | 0 | 0 | 0 | 0 | 0 | 0 | 0 | 0 | 0 | 0 | 0 | 0 | 0 | 0 | 0 | 0
Consumption in Coal Liquefaction Plants | 319 | 319 | 0 | 319 | 0 | 319 | 0 | 0 | 0 | 0 | 0 | 0 | 0 | 0 | 0 | 319 | 0 | 0 | 0 | 0 | 0 | 0 | 0 | 0 | 0 | 0 | 0 | 0 | 0 | 0 | 0 | 0 | 0 | 0 | 0 | 0 | 0 | 0 | 0 | 0 | 0 | 0 | 0 | 0
Consumption in Liquefaction (LNG) / regasification plants | 0 | 0 | 0 | 0 | 0 | 0 | 0 | 0 | 0 | 0 | 0 | 0 | 0 | 0 | 0 | 0 | 0 | 0 | 0 | 0 | 0 | 0 | 0 | 0 | 0 | 0 | 0 | 0 | 0 | 0 | 0 | 0 | 0 | 0 | 0 | 0 | 0 | 0 | 0 | 0 | 0 | 0 | 0 | 0
Consumption in Gasification plants for biogas | 0 | 0 | 0 | 0 | 0 | 0 | 0 | 0 | 0 | 0 | 0 | 0 | 0 | 0 | 0 | 0 | 0 | 0 | 0 | 0 | 0 | 0 | 0 | 0 | 0 | 0 | 0 | 0 | 0 | 0 | 0 | 0 | 0 | 0 | 0 | 0 | 0 | 0 | 0 | 0 | 0 | 0 | 0 | 0
Consumption in Gas-to-liquids (GTL) plants (energy) | 0 | 0 | 0 | 0 | 0 | 0 | 0 | 0 | 0 | 0 | 0 | 0 | 0 | 0 | 0 | 0 | 0 | 0 | 0 | 0 | 0 | 0 | 0 | 0 | 0 | 0 | 0 | 0 | 0 | 0 | 0 | 0 | 0 | 0 | 0 | 0 | 0 | 0 | 0 | 0 | 0 | 0 | 0 | 0
Consumption in Non-specified (Energy) | 66474 | 63940 | 42730 | 21210 | 41626 | 42147 | 42147 | 41626 | 41626 | 41626 | 0 | 15 | 2 | 0 | 0 | 0 | 0 | 0 | 0 | 0 | 36172 | 0 | 0 | 57 | 0 | 0 | 0 | 5454 | 0 | 20630 | 0 | 2519 | 0 | 521 | 0 | 0 | 1104 | 42743 | 0 | 13 | 0 | 0 | 23 | 0
Consumption in Charcoal production plants (Energy) | 0 | 0 | 0 | 0 | 0 | 0 | 0 | 0 | 0 | 0 | 0 | 0 | 0 | 0 | 0 | 0 | 0 | 0 | 0 | 0 | 0 | 0 | 0 | 0 | 0 | 0 | 0 | 0 | 0 | 0 | 0 | 0 | 0 | 0 | 0 | 0 | 0 | 0 | 0 | 0 | 0 | 0 | 0 | 0
Distribution Losses | 217640 | 187875 | 138244 | 49631 | 106471 | 117567 | 114059 | 108134 | 108134 | 106471 | 1524 | 4599 | 20991 | 25462 | 63539 | 3508 | 0 | 0 | 0 | 0 | 0 | 0 | 5033 | 7458 | 0 | 5053 | 0 | 25629 | 4926 | 0 | 0 | 25166 | 1663 | 5925 | 10853 | 6311 | 0 | 139779 | 975 | 1535 | 657 | 1673 | 338 | 0
Energy Available for Final Consumption | 2475115 | 2346383 | 1766358 | 580025 | 1436757 | 1507696 | 1484777 | 1444951 | 1444951 | 1436757 | 17940 | 39324 | 103742 | 101758 | 751063 | 22919 | 0 | 2049 | 0 | 174304 | 129050 | 0 | 25258 | 37900 | 926 | 54771 | 0 | 124805 | 56644 | 287415 | 13712 | 89408 | 8194 | 39826 | 166264 | 174755 | 53088 | 1775088 | 8318 | 8730 | 16010 | 10781 | 5336 | 35597
Final Energy Consumption | 2482854 | 2354122 | 1766097 | 588025 | 1436760 | 1507699 | 1484780 | 1444954 | 1444954 | 1436760 | 17940 | 39324 | 103742 | 101494 | 751063 | 22919 | 0 | 2049 | 0 | 174304 | 129051 | 0 | 25258 | 37900 | 927 | 54771 | 0 | 124805 | 56645 | 295415 | 13712 | 89408 | 8194 | 39826 | 166264 | 174755 | 53088 | 1774827 | 8318 | 8730 | 16010 | 10781 | 5336 | 35597
Final Energy Consumption - Industry | 860007 | 831110 | 692856 | 138254 | 635559 | 644082 | 641584 | 638151 | 638151 | 635559 | 15580 | 14030 | 28952 | 6631 | 324655 | 2498 | 0 | 0 | 0 | 0 | 119418 | 0 | 684 | 7221 | 149 | 15760 | 0 | 84993 | 7840 | 77114 | 13176 | 14867 | 2592 | 3433 | 69748 | 15894 | 34772 | 693934 | 0 | 1078 | 6350 | 2244 | 2641 | 35597
Iron and Steel | 14635 | 14498 | 3234 | 11264 | 2980 | 3180 | 3178 | 3178 | 3178 | 2980 | 618 | 0 | 3070 | 254 | 0 | 2 | 0 | 0 | 0 | 0 | 2119 | 0 | 4 | 0 | 0 | 1236 | 0 | 1 | 242 | 6754 | 0 | 137 | 198 | 0 | 0 | 0 | 0 | 3273 | 0 | 39 | 0 | 28 | 388 | 0
Non-Ferrous Metals | 7446 | 7446 | 1875 | 5571 | 1819 | 1819 | 1819 | 1819 | 1819 | 1819 | 0 | 0 | 114 | 56 | 0 | 0 | 0 | 0 | 0 | 0 | 17 | 0 | 0 | 0 | 0 | 2461 | 0 | 1692 | 110 | 2996 | 0 | 0 | 0 | 0 | 0 | 0 | 0 | 1882 | 0 | 7 | 0 | 0 | 0 | 0
Chemical and Petrochemical | 220843 | 202483 | 133275 | 69208 | 115972 | 119227 | 118472 | 116747 | 116747 | 115972 | 4945 | 11840 | 8755 | 896 | 0 | 755 | 0 | 0 | 0 | 0 | 46297 | 0 | 7 | 5081 | 65 | 7597 | 0 | 58552 | 1445 | 44513 | 4668 | 6520 | 775 | 1725 | 0 | 0 | 16407 | 133626 | 0 | 351 | 405 | 637 | 222 | 0
Non-Metallic Minerals | 9379 | 8313 | 5184 | 3129 | 4557 | 4827 | 4687 | 4557 | 4557 | 4557 | 0 | 14 | 1081 | 627 | 0 | 140 | 0 | 0 | 0 | 0 | 4192 | 0 | 22 | 30 | 0 | 244 | 0 | 116 | 25 | 1482 | 224 | 1052 | 0 | 130 | 0 | 0 | 0 | 5198 | 0 | 14 | 10 | 1 | 214 | 0
Mining and Quarrying | 12153 | 12087 | 8768 | 3319 | 8714 | 8715 | 8715 | 8714 | 8714 | 8714 | 0 | 59 | 33 | 54 | 0 | 0 | 0 | 0 | 0 | 0 | 470 | 0 | 0 | 3 | 0 | 0 | 0 | 7215 | 13 | 3282 | 1016 | 7 | 0 | 1 | 0 | 0 | 0 | 8768 | 0 | 0 | 0 | 0 | 1 | 0
Food and Tobacco | 31362 | 28418 | 19629 | 8789 | 17945 | 18441 | 18180 | 18108 | 18108 | 17945 | 0 | 846 | 4155 | 1654 | 0 | 261 | 0 | 0 | 0 | 0 | 8299 | 0 | 50 | 568 | 0 | 938 | 0 | 7387 | 634 | 2582 | 1625 | 2098 | 163 | 72 | 0 | 0 | 30 | 20002 | 0 | 373 | 167 | 477 | 1085 | 0
Textile and Leather | 12333 | 10793 | 5889 | 4904 | 5771 | 6854 | 6295 | 6026 | 6026 | 5771 | 0 | 464 | 1388 | 118 | 0 | 559 | 0 | 0 | 0 | 0 | 3599 | 0 | 162 | 376 | 83 | 158 | 0 | 131 | 79 | 1737 | 1879 | 1076 | 255 | 269 | 0 | 0 | 0 | 5889 | 0 | 0 | 13 | 91 | 448 | 0
Paper, Pulp and Print | 52722 | 51926 | 43913 | 8013 | 42141 | 43272 | 43196 | 42186 | 42186 | 42141 | 0 | 592 | 1715 | 495 | 0 | 76 | 0 | 0 | 0 | 0 | 30011 | 0 | 47 | 608 | 0 | 1936 | 0 | 7858 | 897 | 2576 | 3375 | 204 | 45 | 1010 | 0 | 0 | 1277 | 43927 | 0 | 14 | 2534 | 532 | 111 | 0
Transport Equipment | 13755 | 13274 | 5979 | 7295 | 5834 | 6013 | 5992 | 5870 | 5870 | 5834 | 0 | 13 | 2532 | 145 | 0 | 21 | 0 | 0 | 0 | 0 | 4783 | 0 | 22 | 14 | 0 | 532 | 0 | 102 | 949 | 4016 | 0 | 468 | 36 | 122 | 0 | 0 | 0 | 6071 | 0 | 92 | 0 | 21 | 34 | 0
Machinery | 15328 | 14214 | 3813 | 10401 | 2597 | 3227 | 2979 | 2979 | 2979 | 2597 | 0 | 97 | 4462 | 1103 | 0 | 248 | 0 | 0 | 0 | 0 | 973 | 0 | 194 | 298 | 1 | 226 | 0 | 746 | 868 | 4591 | 9 | 1017 | 382 | 0 | 0 | 0 | 113 | 3883 | 0 | 70 | 454 | 166 | 61 | 0
Wood and Wood Products | 5616 | 4846 | 3752 | 1094 | 3540 | 3804 | 3729 | 3729 | 3729 | 3540 | 0 | 3 | 422 | 212 | 0 | 75 | 0 | 0 | 0 | 0 | 634 | 0 | 101 | 81 | 0 | 40 | 0 | 682 | 1844 | 186 | 380 | 767 | 189 | 0 | 0 | 0 | 0 | 3856 | 0 | 104 | 0 | 0 | 27 | 0
Construction | 3352 | 2683 | 394 | 2289 | 394 | 673 | 593 | 489 | 489 | 394 | 0 | 37 | 1120 | 0 | 0 | 80 | 0 | 0 | 0 | 0 | 4 | 0 | 50 | 82 | 0 | 116 | 0 | 0 | 390 | 642 | 0 | 632 | 95 | 104 | 0 | 0 | 0 | 394 | 0 | 0 | 0 | 0 | 8 | 0
Non-specified (Industry) | 461083 | 460129 | 457151 | 2978 | 423295 | 424030 | 423749 | 423749 | 423749 | 423295 | 10017 | 65 | 105 | 1017 | 324655 | 281 | 0 | 0 | 0 | 0 | 18020 | 0 | 25 | 80 | 0 | 276 | 0 | 511 | 344 | 1757 | 0 | 889 | 454 | 0 | 69748 | 15894 | 16945 | 457165 | 0 | 14 | 2767 | 291 | 42 | 35597
Final Energy Consumption - Other Sectors | 1622847 | 1523012 | 1073241 | 449771 | 801201 | 863617 | 843196 | 806803 | 806803 | 801201 | 2360 | 25294 | 74790 | 94863 | 426408 | 20421 | 0 | 2049 | 0 | 174304 | 9633 | 0 | 24574 | 30679 | 778 | 39011 | 0 | 39812 | 48805 | 218301 | 536 | 74541 | 5602 | 36393 | 96516 | 158861 | 18316 | 1080893 | 8318 | 7652 | 9660 | 8537 | 2695 | 0
Residential | 709638 | 629935 | 274448 | 355487 | 103549 | 150090 | 134289 | 108102 | 108102 | 103549 | 587 | 18328 | 48891 | 63516 | 0 | 15801 | 0 | 2049 | 0 | 0 | 6651 | 0 | 18360 | 22255 | 0 | 29440 | 0 | 7155 | 26952 | 190000 | 251 | 61375 | 4553 | 26187 | 59904 | 105209 | 2174 | 275985 | 7131 | 1537 | 5850 | 6876 | 1806 | 0
Fishing | 30 | 30 | 0 | 30 | 0 | 1 | 0 | 0 | 0 | 0 | 0 | 0 | 1 | 0 | 0 | 1 | 0 | 0 | 0 | 0 | 0 | 0 | 1 | 0 | 0 | 0 | 0 | 0 | 0 | 27 | 0 | 0 | 0 | 0 | 0 | 0 | 0 | 0 | 0 | 0 | 0 | 0 | 0 | 0
Agriculture/Forestry | 15303 | 14178 | 11922 | 2256 | 9637 | 9912 | 9816 | 9637 | 9637 | 9637 | 0 | 13 | 561 | 1985 | 0 | 96 | 0 | 0 | 0 | 0 | 51 | 0 | 154 | 433 | 0 | 10 | 0 | 9266 | 302 | 823 | 18 | 1112 | 0 | 179 | 0 | 300 | 0 | 11926 | 0 | 4 | 0 | 0 | 0 | 0
Services | 259280 | 240273 | 148323 | 91950 | 49467 | 65066 | 60543 | 50516 | 50516 | 49467 | 549 | 6953 | 25335 | 29362 | 0 | 4523 | 0 | 0 | 0 | 0 | 2931 | 0 | 6013 | 7991 | 778 | 9561 | 0 | 23391 | 21551 | 27451 | 267 | 12054 | 1049 | 10027 | 0 | 53352 | 16142 | 154434 | 537 | 6111 | 3810 | 1661 | 889 | 0
Non-specified (Other) | 638596 | 638596 | 638548 | 48 | 638548 | 638548 | 638548 | 638548 | 638548 | 638548 | 1224 | 0 | 2 | 0 | 426408 | 0 | 0 | 0 | 0 | 174304 | 0 | 0 | 46 | 0 | 0 | 0 | 0 | 0 | 0 | 0 | 0 | 0 | 0 | 0 | 36612 | 0 | 0 | 638548 | 650 | 0 | 0 | 0 | 0 | 0
Statistical Difference | -7739 | -7739 | 261 | -8000 | -3 | -3 | -3 | -3 | -3 | -3 | 0 | 0 | 0 | 264 | 0 | 0 | 0 | 0 | 0 | 0 | -1 | 0 | 0 | 0 | -1 | 0 | 0 | 0 | -1 | -8000 | 0 | 0 | 0 | 0 | 0 | 0 | 0 | 261 | 0 | 0 | 0 | 0 | 0 | 0
Special value:
: | not available