## Max EU INV
~UC_SETS: R_S: AT,BE,BG,CY,CZ,DE,DK,EE,ES,FI,FR,EL,HU,IE,IT,LT,LU,LV,MT,NL,PL,PT,RO,SE,SI,SK,UK,CH,IS,NO,HR
~UC_T
UC_N | UC_ATTR~LHS | UC_ATTR~RHS | PSet_CO | PSet_CI | Pset_PN | LimType | UC_NCAP~RHS~2005 | UC_NCAP~LHS~2005 | UC_RHSTS~2025 | UC_RHSTS~2050 | UC_RHSTS~2070 | UC_RHSTS~0 | UC_Desc
UC_Interconn_INV_EU | NCAP,INVCOST |  |  |  | TB_ELCHIG*,GI* | UP |  | 1 | 2914.9121 | 3886.5494 | 3886.5494 | 5 | Max annualised EU investment in transmission interconnectors after 2025
[14 empty] | UC_RHSTS~2025 | UC_RHSTS~2050 | UC_RHS~0
[14 empty] | 1800 | 2400 | 5
http://ec.europa.eu/priorities/energy-union/docs/interconnectors_en.pdf
The Commission estimates that some EUR 200 billion are required up to 2020 to build the necessary infrastructure to adequately interconnect all EU Member States, that will ensure security of supply and enhance sustainability. For electricity projects some EUR 105 billion are needed, out of which some EUR 35 billion for the interconnections which acquired a PCI status and are necessary to reach the 10% target across the EU.
TYNDP2014 ENTSOE 10 year development plan talks about 150 billion euro of investment for 48000 km of lines. But it includes also MS tranmission lines such as in Germany.
50 billion euros of the 150 billieon EUR is for subsea cables.
Top3 of investments:
DE: 54 billion EUR (including transmission lines inside DE)
UK: 16 billion EUR
FR: 8.4 billion EUR
Note on B1: Insert Table
Note on W5: ese-veda05: Previous UC_RHSTS

## MS 15% by 2030 regulation
This is without CY, MT, IE, IS, CH, NO
~UC_SETS: R_E: AT,BE,BG,CZ,DE,DK,EE,ES,FI,FR,EL,HU,IE,IT,LT,LU,LV,NL,PL,PT,RO,SE,SI,SK,UK,HR
~UC_T: UC_CAP~LO
UC_N | UC_Desc | PSet_Set | PSet_CO | Pset_PN | Year | UC_RHSRT | Allregions | AT | BE | BG | CZ | DE | DK | EE | EL | ES | FI | FR | HR | HU | IT | LT | LU | LV | NL | PL | PT | RO | SE | SI | SK | UK | IE
UC_Interconn_INV_MS_15pct | Minimum MS transmission interconnectors limits Energy Union |  |  | TB_ELCHIG*,GI* | 2030 |  |  | 0.57542 | 0.38606 | 0.42308 | 0.35 | 0.57868 | 0.8 | 0.65 | 0.62069 | 0.72414 | 0.8 | 0.50923 | 0.775 | 0.35 | 0.75651 | 0.52 | 0.8 | 0.46333 | 0.52404 | 0.35 | 0.58667 | 0.41096 | 0.8 | 0.64684 | 0.68961 | 0.8 | 0.53333
|  | ELE,CHP | ELCHIG,ELCMED,ELCLOW | -EST* | 2030 | 0 | -0.1
|  | ELE,CHP | ELCHIG,ELCMED,ELCLOW | -EST* | 2050 |  | -0.15
|  | ELE,CHP | ELCHIG,ELCMED,ELCLOW | -EST* | 2070 |  | -0.15
[5 empty] | 0 | 15
EQUATION | NTC > 0.15 NGC (Net generation capacity, including pumped hydro)
A x (TOTAL GRID - B) > 0.15 NGC (Net generation capacity, including pumped hydro)
TOTAL GRID - 0.15 NGC > B/A
with
A the percentage of total capacity that is NTC. We take A = 67%
B is country dependent based on data below
The data below show that the NTC is much lower than the actual capacity of the interconnectors (see also Tradeparameters for more information).
NTC does not include trade over the counter.
Still, the EC uses this methodology.
[8 empty] | Capacity (not all being used as AFA, see also TradeParameters) | [6 empty] | TOTAL interconnectors capacity from VEDA in 2015
|  | Net Generating Capacity | NTC import capacity |  | Numbers from Energy Union Communication | Difference with 15% |  | AT: JRC-EU-TIMES; BE: RATIO to be used - capped between 35% and 80%; CZ: Capacity based on 15%; EL: Table Name: T_240517_101117
| AT | 25.1 | 7.279 |  | 29% |  |  | AT: 12.65; BE: 57.54%; EL: Active Unit:
| BE | 21.77 | 3.5 | 16.08% | 17% |  |  | AT: 9.066; BE: 38.61%; FR: TimeSlice; HR: -
| BG | 13.78 | 1.65 | 11.97% | 11% | 4% |  | AT: 3.9; BE: 42.31%; EL: Scenario; ES: Region; FI: Attribute; FR: UserConstraint\Period; HR: 2015
| CH | 18.89 | 6.5 | 34.41% | 34.41% |  |  | AT: 16.5; BE: 39.39%; EL: Baseline_HRE19; ES: AT; FI: VAR_Cap; FR: -; HR: 12.65
| CY | 2.08 | 0 | 0% |  |  |  | AT: OK; EL: Baseline_HRE19; ES: BE; FI: VAR_Cap; FR: -; HR: 9.066
| CZ | 20.94 | 3.4 | 16.24% | 17% |  |  | AT: 13.6; BE: 35%; EL: Baseline_HRE19; ES: BG; FI: VAR_Cap; FR: -; HR: 3.9
| DE | 195.54 | 17.91 | 9.159% | 10% | 5% |  | AT: 30.95; BE: 57.87%; EL: Baseline_HRE19; ES: CH; FI: VAR_Cap; FR: -; HR: 16.5
| DK | 11.55 | 6.12 | 52.99% | 44% |  |  | AT: 6.59; BE: 80%; EL: Baseline_HRE19; ES: CZ; FI: VAR_Cap; FR: -; HR: 13.6
| EE | 2.98 | 1.3 | 43.62% | 4% | 11% |  | AT: 2; BE: 65%; EL: Baseline_HRE19; ES: DE; FI: VAR_Cap; FR: -; HR: 30.95
GR | EL | 17.53 | 1.8 | 10.27% | 11% | 4% |  | AT: 2.9; BE: 62.07%; EL: Baseline_HRE19; ES: DK; FI: VAR_Cap; FR: -; HR: 6.59
| ES | 102.49 | 4.2 | 4.098% | 3% | 12% |  | AT: 5.8; BE: 72.41%; EL: Baseline_HRE19; ES: EE; FI: VAR_Cap; FR: -; HR: 2
| FI | 18.01 | 5.3 | 29.43% | 30% |  |  | AT: 4.55; BE: 80%; EL: Baseline_HRE19; ES: EL; FI: VAR_Cap; FR: -; HR: 2.9
| FR | 123.7 | 12.37 | 10% | 10% | 5% |  | AT: 24.2916; BE: 50.92%; EL: Baseline_HRE19; ES: ES; FI: VAR_Cap; FR: -; HR: 5.8
| HR | 4.6 | 3.1 | 67.39% | 69% |  |  | AT: 4; BE: 77.5%; EL: Baseline_HRE19; ES: FI; FI: VAR_Cap; FR: -; HR: 4.55
| HU | 8.11 | 2.5 | 30.83% | 29% |  |  | AT: 7.2; BE: 35%; EL: Baseline_HRE19; ES: FR; FI: VAR_Cap; FR: -; HR: 24.2916
| IE | 9.7 | 0.8 | 8.247% | 9% | 6% |  | AT: 1.5; BE: 53.33%; EL: Baseline_HRE19; ES: HR; FI: VAR_Cap; FR: -; HR: 4
| IS | 2.78 | 0 | 0% |  |  |  | AT: OK; EL: Baseline_HRE19; ES: HU; FI: VAR_Cap; FR: -; HR: 7.2
| IT | 123.02 | 8.4 | 6.828% | 7% | 8% |  | AT: 11.1036; BE: 75.65%; EL: Baseline_HRE19; ES: IE; FI: VAR_Cap; FR: -; HR: 1.5
| LT | 4.02 | 1.3 | 32.34% | 4% | 11% |  | AT: 2.5; BE: 52%; EL: Baseline_HRE19; ES: IT; FI: VAR_Cap; FR: -; HR: 11.1036
| LU | 1.92 | 4.14 | 215.6% | 245% |  |  | AT: 2.666; BE: 80%; EL: Baseline_HRE19; ES: LT; FI: VAR_Cap; FR: -; HR: 2.5
| LV | 2.96 | 1.39 | 46.96% | 4% | 11% |  | AT: 3; BE: 46.33%; EL: Baseline_HRE19; ES: LU; FI: VAR_Cap; FR: -; HR: 2.666
| Mt | #REF! | #REF! | #REF! |  | 15% |  | AT: 0.2; EL: Baseline_HRE19; ES: LV; FI: VAR_Cap; FR: -; HR: 3
| NL | 32.91 | 5.45 | 16.56% | 17% |  |  | AT: 10.4; BE: 52.4%; EL: Baseline_HRE19; ES: Mt; FI: VAR_Cap; FR: -; HR: 0.2
| NO | 33.7 | 5.5 | 16.32% |  |  |  | AT: 6.85; BE: 80%; EL: Baseline_HRE19; ES: NL; FI: VAR_Cap; FR: -; HR: 10.4
| PL | 36.13 | 0.82 | 2.27% | 2% | 13% |  | AT: 7.733; BE: 35%; EL: Baseline_HRE19; ES: NO; FI: VAR_Cap; FR: -; HR: 6.85
| PT | 18.2 | 1.76 | 9.67% | 7% | 8% |  | AT: 3; BE: 58.67%; EL: Baseline_HRE19; ES: PL; FI: VAR_Cap; FR: -; HR: 7.733
| RO | 21.41 | 1.5 | 7.006% | 7% | 8% |  | AT: 3.65; BE: 41.1%; EL: Baseline_HRE19; ES: PT; FI: VAR_Cap; FR: -; HR: 3
| SE | 38.8 | 10.3 | 26.55% | 26% |  |  | AT: 9.74; BE: 80%; EL: Baseline_HRE19; ES: RO; FI: VAR_Cap; FR: -; HR: 3.65
| SI | 3.48 | 2.11 | 60.63% | 65% |  |  | AT: 3.262; BE: 64.68%; EL: Baseline_HRE19; ES: SE; FI: VAR_Cap; FR: -; HR: 9.74
| SK | 8.21 | 4.85 | 59.07% | 61% |  |  | AT: 7.033; BE: 68.96%; EL: Baseline_HRE19; ES: SI; FI: VAR_Cap; FR: -; HR: 3.262
GB | UK | 72.08 | 4.2 | 5.827% | 6% | 9% |  | AT: 4.5; BE: 80%; EL: Baseline_HRE19; ES: SK; FI: VAR_Cap; FR: -; HR: 7.033
[15 empty] | Baseline_HRE19 | UK | VAR_Cap | - | 4.5
http://eur-lex.europa.eu/resource.html?uri=cellar:a5bfdc21-bdd7-11e4-bbe1-01aa75ed71a1.0003.01/DOC_1&format=PDF | [7 empty] | BG: http://ec.europa.eu/invest-in-research/pdf/download_en/barcelona_european_council.pdf
Data used in the calculations are the from SO&AF 2014-2030 Dataset of ENTSO-E and all refer to January 2014 and Scenario A (“Conservative”) that is derived from Scenario B („Best Estimate”), taking into account only the generating capacity developments which are considered secure.
https://www.entsoe.eu/documents/sdc%20documents/SOAF/140602_SOAF%202014_dataset.zip
(4) The three Baltic States – Estonia, Latvia and Lithuania – are not yet synchronised with the European grid and need therefore to be taken as one entity. While fully integrated amongst themselves, the value of 4% for the three Baltic States provides their level of interconnection with the European electricity market (i.e.: via Finland). The value is provided for early 2014, before the Estlink2 interconnection was put into operation. With the completion of this project, the Baltic States' interconnection level substantially increased to around 10%.
Note on B3: Insert Table
Note on I8: ese-veda04: we tried with 20% but as the generation capacity increases this was too much.
Note on I9: ese-veda04: we tried with 20% but as the generation capacity increases this was too much.

## 10% interconnectors calc
[6 empty] | Capacity (not all being used as AFA, see also TradeParameters) |  | TOTAL interconnectors capacity from VEDA in 2015
|  | Net Generating Capacity | NTC import capacity |  | Difference with 15% | JRC-EU-TIMES |  | Table Name: T_240517_101117
| AT |  |  |  |  | 12.65 |  | Active Unit:
| BE | 21.77 | 3.5 | 16.08% |  | 9.066 | -556.6% |  |  |  | TimeSlice | -
| BG | 13.78 | 1.65 | 11.97% | 3.026% | 3.9 | 42.31% | Scenario | Region | Attribute | UserConstraint\Period | 2015
| CH | 18.89 | 6.5 | 34.41% |  | 16.5 | 39.39% | Baseline_HRE19 | AT | VAR_Cap | - | 12.65
| CY | 2.08 | 0 | 0% | OK | OK |  | Baseline_HRE19 | BE | VAR_Cap | - | 9.066
| CZ | 20.94 | 3.4 | 16.24% |  | 13.6 | 25% | Baseline_HRE19 | BG | VAR_Cap | - | 3.9
| DE | 195.54 | 17.91 | 9.159% | 5.841% | 30.95 | 57.87% | Baseline_HRE19 | CH | VAR_Cap | - | 16.5
| DK | 11.55 | 6.12 | 52.99% |  | 6.59 | 92.87% | Baseline_HRE19 | CZ | VAR_Cap | - | 13.6
| EE | 2.98 | 1.3 | 43.62% |  | 2 | 65% | Baseline_HRE19 | DE | VAR_Cap | - | 30.95
GR | EL | 17.53 | 1.8 | 10.27% | 4.732% | 2.9 | 62.07% | Baseline_HRE19 | DK | VAR_Cap | - | 6.59
| ES | 102.49 | 4.2 | 4.098% | 10.9% | 5.8 | 72.41% | Baseline_HRE19 | EE | VAR_Cap | - | 2
| FI | 18.01 | 5.3 | 29.43% |  | 4.55 | 116.5% | Baseline_HRE19 | EL | VAR_Cap | - | 2.9
| FR | 123.7 | 8 | 6.467% | 8.533% | 24.2916 | 32.93% | Baseline_HRE19 | ES | VAR_Cap | - | 5.8
| HR | 4.6 | 3.1 | 67.39% |  | 4 | 77.5% | Baseline_HRE19 | FI | VAR_Cap | - | 4.55
| HU | 8.11 | 2.5 | 30.83% |  | 7.2 | 34.72% | Baseline_HRE19 | FR | VAR_Cap | - | 24.2916
| IE | 9.7 | 0.8 | 8.247% | 6.753% | 1.5 | 53.33% | Baseline_HRE19 | HR | VAR_Cap | - | 4
| IS | 2.78 | 0 | 0% | OK | OK |  | Baseline_HRE19 | HU | VAR_Cap | - | 7.2
| IT | 123.02 | 8.4 | 6.828% | 8.172% | 11.1036 | 75.65% | Baseline_HRE19 | IE | VAR_Cap | - | 1.5
| LT | 4.02 | 1.3 | 32.34% |  | 2.5 | 52% | Baseline_HRE19 | IT | VAR_Cap | - | 11.1036
| LU | 1.92 | 4.14 | 215.6% |  | 2.666 | 155.3% | Baseline_HRE19 | LT | VAR_Cap | - | 2.5
| LV | 2.96 | 1.39 | 46.96% |  | 3 | 46.33% | Baseline_HRE19 | LU | VAR_Cap | - | 2.666
| Mt | #REF! | #REF! | #REF! | OK | 0.2 |  | Baseline_HRE19 | LV | VAR_Cap | - | 3
| NL | 32.91 | 5.45 | 16.56% |  | 10.4 | 52.4% | Baseline_HRE19 | Mt | VAR_Cap | - | 0.2
| NO | 33.7 | 5.5 | 16.32% |  | 6.85 | 80.29% | Baseline_HRE19 | NL | VAR_Cap | - | 10.4
| PL | 36.13 | 0.82 | 2.27% | 12.73% | 7.733 | 10.6% | Baseline_HRE19 | NO | VAR_Cap | - | 6.85
| PT | 18.2 | 1.76 | 9.67% | 5.33% | 3 | 58.67% | Baseline_HRE19 | PL | VAR_Cap | - | 7.733
| RO | 21.41 | 1.5 | 7.006% | 7.994% | 3.65 | 41.1% | Baseline_HRE19 | PT | VAR_Cap | - | 3
| SE | 38.8 | 10.3 | 26.55% |  | 9.74 | 105.7% | Baseline_HRE19 | RO | VAR_Cap | - | 3.65
| SI | 3.48 | 2.11 | 60.63% |  | 3.262 | 64.68% | Baseline_HRE19 | SE | VAR_Cap | - | 9.74
| SK | 8.21 | 4.85 | 59.07% |  | 7.033 | 68.96% | Baseline_HRE19 | SI | VAR_Cap | - | 3.262
GB | UK | 72.08 | 4.2 | 5.827% | 9.173% | 4.5 | 93.33% | Baseline_HRE19 | SK | VAR_Cap | - | 7.033
[8 empty] | Baseline_HRE19 | UK | VAR_Cap | - | 4.5

## MS max interconn Deact
~UC_SETS: R_S: AT,BE,BG,CY,CZ,DE,DK,EE,ES,FI,FR,EL,HU,IE,IT,LT,LU,LV,MT,NL,PL,PT,RO,SE,SI,SK,UK,CH,IS,NO,HR
~UC_T
DISABLED
UC_N | PSet_Set | PSet_CO | Pset_PN | LimType | UC_CAP~LHS~2030 | UC_RHSRT~2030 | UC_RHSRT~0 | UC_Desc
UC_Interconn_INV_MS_UP |  |  | TB_ELCHIG*,GI* | UP | 1 | 0 | 5 | Member State investment in transmission interconnectors limits
| ELE | ELCHIG,ELCMED,ELCLOW | -EST*,-GI*,-TB* |  | -0.4
This value (40%) seem to not be OK given the current situation.
Example output that is problematic for small countries
Table Name: T_240517_100405
Active Unit:
|  |  | Scenario | Baseline_HRE19 | Baseline_HRE19
UserConstraint | Attribute | Process | Region\Period | 2030 | 2050
UC_Interconn_INV_MS_UP | User_conFXM | - | AT | -66.4288 | -1.4613e-07
UC_Interconn_INV_MS_UP | User_conFXM | - | BE | -3.0502e-07 | -0.67162
UC_Interconn_INV_MS_UP | User_conFXM | - | BG | -2.7267e-07 | -3.0838
UC_Interconn_INV_MS_UP | User_conFXM | - | CH | -174.3549 | -66.172
UC_Interconn_INV_MS_UP | User_conFXM | - | CY | 0 | 0
UC_Interconn_INV_MS_UP | User_conFXM | - | CZ | -159.2765 | -37.3906
UC_Interconn_INV_MS_UP | User_conFXM | - | DE | -3.1427e-09 | -8.9628e-09
UC_Interconn_INV_MS_UP | User_conFXM | - | DK | -77.3781 | -5.0385
UC_Interconn_INV_MS_UP | User_conFXM | - | EE | -155.4646 | -63.4738
UC_Interconn_INV_MS_UP | User_conFXM | - | EL | -2.5275e-08 | -6.263e-08
UC_Interconn_INV_MS_UP | User_conFXM | - | ES | -3.1808e-09 | -9.0383e-09
UC_Interconn_INV_MS_UP | User_conFXM | - | FI | -1.9853e-08 | -2.9291e-08
UC_Interconn_INV_MS_UP | User_conFXM | - | FR | -3.2782e-09 | -5.469e-09
UC_Interconn_INV_MS_UP | User_conFXM | - | HR | -162.0241 | -118.9751
UC_Interconn_INV_MS_UP | User_conFXM | - | HU | -159.2765 | -114.1039
UC_Interconn_INV_MS_UP | User_conFXM | - | IE | -3.3101e-08 | -7.2559e-08
UC_Interconn_INV_MS_UP | User_conFXM | - | IS | 0 | 0
UC_Interconn_INV_MS_UP | User_conFXM | - | IT | -3.5032e-09 | -9.6847e-09
UC_Interconn_INV_MS_UP | User_conFXM | - | LT | -159.2764 | -96.049
UC_Interconn_INV_MS_UP | User_conFXM | - | LU | -154.0093 | -153.296
UC_Interconn_INV_MS_UP | User_conFXM | - | LV | -163.3737 | -113.1958
UC_Interconn_INV_MS_UP | User_conFXM | - | Mt | -19.1849 | -2.2965e-05
UC_Interconn_INV_MS_UP | User_conFXM | - | NL | -15.5609 | -1.0783e-07
UC_Interconn_INV_MS_UP | User_conFXM | - | NO | -1.9293e-08 | -3.1203e-08
UC_Interconn_INV_MS_UP | User_conFXM | - | PL | -1.5119e-08 | -2.4951e-08
UC_Interconn_INV_MS_UP | User_conFXM | - | PT | -1.7626e-08 | -4.715e-08
UC_Interconn_INV_MS_UP | User_conFXM | - | RO | -1.3544e-07 | -1.8278e-07
UC_Interconn_INV_MS_UP | User_conFXM | - | SE | -1.1056e-08 | -1.7369e-08
UC_Interconn_INV_MS_UP | User_conFXM | - | SI | -161.4297 | -121.5202
UC_Interconn_INV_MS_UP | User_conFXM | - | SK | -168.8129 | -68.1707
UC_Interconn_INV_MS_UP | User_conFXM | - | UK | -3.7887e-09 | -8.5894e-09
Note on B2: Insert Table
Note on H5: ese-veda05: Previous UC_RHSTS
Note on I5: ese-veda05: Previous UC_RHSTS

## AL
ENTSO-E System Adequacy Forecast 2014 - 2025 ( Database: 20.05.2014 )
Country: | ALBANIA
National Representativeness Index (%):
Generation Scenario: | Conservative Scenario A
insert datetime:
update datetime:
This data may not be used without mentioning the source: 'Data provided by ENTSO-E'
| 2014 |  | 2015 |  | 2016 |  | 2020 |  | 2025
National Power Data | January 19:00 pm | July 11:00 am | January 19:00 pm | July 11:00 am | January 19:00 pm | July 11:00 am | January 19:00 pm | July 11:00 am | January 19:00 pm | July 11:00 am
Nuclear Power
Fossil Fuels
Lignite
Hard Coal
Gas
Oil
Mixed Fuels
Renewable Energy Sources (other than hydro)
Wind
of which onshore
of which offshore
Solar
Biomass
Hydro power (total)
of which renewable hydro generation
Not Clearly Identifiable Energy Sources
Net generating Capacity
Non-Usable Capacity
Maintenance and Overhauls
Outages
System Service Reserve
Unavailable Capacity
Reliable Available Capacity
Load
Load Management
Remaining Capacity
Spare Capacity
Margin Against Seasonal Peak Load
Adequacy Reference Margin
Import Capacity
Export Capacity

## AT (new)
ENTSO-E System Adequacy Forecast 2014 - 2025 ( Database: 20.05.2014 )
Country: | AUSTRIA
National Representativeness Index (%): | 100
Generation Scenario: | Conservative Scenario A
insert datetime: | 31.01.2014 12:22:00
update datetime: | 31.01.2014 12:30:00
This data may not be used without mentioning the source: 'Data provided by ENTSO-E'
| 2014 |  | 2015 |  | 2016 |  | 2020 |  | 2025
National Power Data | January 19:00 pm | July 11:00 am | January 19:00 pm | July 11:00 am | January 19:00 pm | July 11:00 am | January 19:00 pm | July 11:00 am | January 19:00 pm | July 11:00 am
Nuclear Power | 0 | 0 | 0 | 0 | 0 | 0 | 0 | 0 | 0 | 0
Fossil Fuels | 7.8 | 7.8 | 7.8 | 7.8 | 7.8 | 7.8 | 7.8 | 7.8 | 7.8 | 7.8
Lignite | 0 | 0 | 0 | 0 | 0 | 0 | 0 | 0 | 0 | 0
Hard Coal | 0 | 0 | 0 | 0 | 0 | 0 | 0 | 0 | 0 | 0
Gas | 0 | 0 | 0 | 0 | 0 | 0 | 0 | 0 | 0 | 0
Oil | 0 | 0 | 0 | 0 | 0 | 0 | 0 | 0 | 0 | 0
Mixed Fuels | 0 | 0 | 0 | 0 | 0 | 0 | 0 | 0 | 0 | 0
Renewable Energy Sources (other than hydro) | 2.8 | 2.8 | 3.5 | 3.5 | 3.7 | 3.7 | 4.5 | 4.5 | 4.5 | 4.5
Wind | 1.9 | 1.9 | 2.5 | 2.5 | 2.5 | 2.5 | 2.8 | 2.8 | 2.8 | 2.8
of which onshore | 1.9 | 1.9 | 2.5 | 2.5 | 2.5 | 2.5 | 2.8 | 2.8 | 2.8 | 2.8
of which offshore | 0 | 0 | 0 | 0 | 0 | 0 | 0 | 0 | 0 | 0
Solar | 0.4 | 0.4 | 0.6 | 0.6 | 0.7 | 0.7 | 1.2 | 1.2 | 1.2 | 1.2
Biomass | 0.4 | 0.4 | 0.4 | 0.4 | 0.4 | 0.4 | 0.4 | 0.4 | 0.4 | 0.4
Hydro power (total) | 13.8 | 13.8 | 13.8 | 13.8 | 13.9 | 13.9 | 14.5 | 14.5 | 14.5 | 14.5
of which renewable hydro generation | 13.8 | 13.8 | 13.8 | 13.8 | 13.9 | 13.9 | 14.5 | 14.5 | 14.5 | 14.5
Not Clearly Identifiable Energy Sources | 0 | 0 | 0 | 0
Net generating Capacity | 24.4 | 24.4 | 25.1 | 25.1 | 25.4 | 25.4 | 26.8 | 26.8 | 26.8 | 26.8
Non-Usable Capacity | 4.6 | 3.7 | 5.4 | 4.4 | 5.5 | 4.5 | 6.3 | 5.4 | 6.3 | 5.4
Maintenance and Overhauls | 1 | 2.5 | 1 | 2.5 | 1 | 2.5 | 1 | 2.5 | 1 | 2.5
Outages | 1 | 2.4 | 1 | 2.4 | 1 | 2.4 | 1 | 2.4 | 1 | 2.4
System Service Reserve | 0.7 | 0.7 | 0.7 | 0.7 | 0.7 | 0.7 | 0.7 | 0.7 | 0.7 | 0.7
Unavailable Capacity | 7.3 | 9.3 | 8.1 | 10 | 8.2 | 10.1 | 9 | 11 | 9 | 11
Reliable Available Capacity | 17.1 | 15.1 | 17 | 15.1 | 17.2 | 15.3 | 17.8 | 15.8 | 17.8 | 15.8
Load | 10.7 | 9.4 | 10.8 | 9.5 | 11 | 9.7 | 11.9 | 10.4 | 13 | 11.4
Load Management | 0 | 0
Remaining Capacity | 6.4 | 5.7 | 6.2 | 5.6 | 6.2 | 5.6 | 5.9 | 5.4 | 4.8 | 4.4
Spare Capacity | 1.2 | 1.2 | 1.3 | 1.3 | 1.3 | 1.3 | 1.3 | 1.3 | 1.3 | 1.3
Margin Against Seasonal Peak Load | 1.4 | 1.1 | 1.4 | 1.1 | 1.4 | 1.1 | 1.5 | 1.2 | 1.7 | 1.3
Adequacy Reference Margin | 2.6 | 2.3 | 2.7 | 2.4 | 2.7 | 2.4 | 2.8 | 2.5 | 3 | 2.6
Import Capacity
Export Capacity

## BA (new)
ENTSO-E System Adequacy Forecast 2014 - 2025 ( Database: 20.05.2014 )
Country: | BOSNIA-HERZEGOVINA
National Representativeness Index (%):
Generation Scenario: | Conservative Scenario A
insert datetime: | 09.01.2014 09:30:00
update datetime: | 22.01.2014 14:24:00
This data may not be used without mentioning the source: 'Data provided by ENTSO-E'
| 2014 |  | 2015 |  | 2016 |  | 2020 |  | 2025
National Power Data | January 19:00 pm | July 11:00 am | January 19:00 pm | July 11:00 am | January 19:00 pm | July 11:00 am | January 19:00 pm | July 11:00 am | January 19:00 pm | July 11:00 am
Nuclear Power
Fossil Fuels | 1.56 | 1.56 | 1.56 | 1.56 | 1.74 | 1.74 | 2.16 | 2.16 | 2.15 | 2.15
Lignite | 1.56 | 1.56 | 1.56 | 1.56 | 1.74 | 1.74 | 2.16 | 2.16 | 2.15 | 2.15
Hard Coal | 0 | 0 | 0 | 0 | 0 | 0 | 0 | 0 | 0 | 0
Gas | 0 | 0 | 0 | 0 | 0 | 0 | 0 | 0 | 0 | 0
Oil | 0 | 0 | 0 | 0 | 0 | 0 | 0 | 0 | 0 | 0
Mixed Fuels | 0 | 0 | 0 | 0 | 0 | 0 | 0 | 0 | 0 | 0
Renewable Energy Sources (other than hydro) | 0 | 0 | 0.16 | 0.16 | 0.16 | 0.16 | 0.35 | 0.35 | 0.35 | 0.35
Wind | 0 | 0 | 0.16 | 0.16 | 0.16 | 0.16 | 0.35 | 0.35 | 0.35 | 0.35
of which onshore | 0 | 0 | 0.16 | 0.16 | 0.16 | 0.16 | 0.35 | 0.35 | 0.35 | 0.35
of which offshore | 0 | 0 | 0 | 0 | 0 | 0 | 0 | 0 | 0 | 0
Solar | 0 | 0 | 0 | 0 | 0 | 0 | 0 | 0 | 0 | 0
Biomass | 0 | 0 | 0 | 0 | 0 | 0 | 0 | 0 | 0 | 0
Hydro power (total) | 2.03 | 2.03 | 2.1 | 2.1 | 2.12 | 2.12 | 2.12 | 2.12 | 2.12 | 2.12
of which renewable hydro generation | 1.6 | 1.6 | 1.66 | 1.66 | 1.68 | 1.68 | 1.68 | 1.68 | 1.68 | 1.68
Not Clearly Identifiable Energy Sources
Net generating Capacity | 3.59 | 3.59 | 3.82 | 3.82 | 4.02 | 4.02 | 4.63 | 4.63 | 4.62 | 4.62
Non-Usable Capacity | 0.1 | 0.1 | 0.1 | 0.1 | 0.1 | 0.1 | 0.1 | 0.1 | 0.1 | 0.1
Maintenance and Overhauls | 0.1 | 0.1 | 0.1 | 0.1 | 0.1 | 0.1 | 0.1 | 0.1 | 0.1 | 0.1
Outages | 0.1 | 0.1 | 0.1 | 0.1 | 0.1 | 0.1 | 0.1 | 0.1 | 0.1 | 0.1
System Service Reserve | 0.33 | 0.33 | 0.36 | 0.36 | 0.36 | 0.36 | 0.54 | 0.54 | 0.54 | 0.54
Unavailable Capacity | 0.63 | 0.63 | 0.66 | 0.66 | 0.66 | 0.66 | 0.84 | 0.84 | 0.84 | 0.84
Reliable Available Capacity | 2.96 | 2.96 | 3.16 | 3.16 | 3.36 | 3.36 | 3.79 | 3.79 | 3.78 | 3.78
Load | 2.2 | 1.6 | 2.4 | 1.7 | 2.45 | 1.8 | 2.65 | 1.95 | 2.77 | 2.03
Load Management
Remaining Capacity | 0.76 | 1.36 | 0.76 | 1.46 | 0.91 | 1.56 | 1.14 | 1.84 | 1.01 | 1.75
Spare Capacity | 0.2 | 0.2 | 0.2 | 0.2 | 0.2 | 0.2 | 0.3 | 0.3 | 0.3 | 0.3
Margin Against Seasonal Peak Load | 0.1 | 0.1 | 0.1 | 0.1 | 0.1 | 0.1 | 0.2 | 0.2 | 0.2 | 0.2
Adequacy Reference Margin | 0.3 | 0.3 | 0.3 | 0.3 | 0.3 | 0.3 | 0.5 | 0.5 | 0.5 | 0.5
Import Capacity | 1.5 | 1.5 | 1.5 | 1.5 | 1.5 | 1.5 | 2 | 2 | 2 | 2
Export Capacity | 1.5 | 1.5 | 1.5 | 1.5 | 1.5 | 1.5 | 2 | 2 | 2 | 2

## BE (new)
ENTSO-E System Adequacy Forecast 2014 - 2025 ( Database: 20.05.2014 )
Country: | BELGIUM
National Representativeness Index (%): | 100
Generation Scenario: | Conservative Scenario A
insert datetime: | 31.01.2014 08:28:00
update datetime: | 31.01.2014 16:14:00
This data may not be used without mentioning the source: 'Data provided by ENTSO-E'
| 2014 |  | 2015 |  | 2016 |  | 2020 |  | 2025
National Power Data | January 19:00 pm | July 11:00 am | January 19:00 pm | July 11:00 am | January 19:00 pm | July 11:00 am | January 19:00 pm | July 11:00 am | January 19:00 pm | July 11:00 am
Nuclear Power | 5.93 | 5.93 | 5.49 | 5.06 | 5.06 | 5.06 | 5.06 | 5.06 | 3.05 | 2.01
Fossil Fuels | 7.5 | 7.5 | 7.36 | 7.36 | 6.69 | 6.69 | 7.93 | 7.93 | 7.92 | 7.92
Lignite | 0 | 0 | 0 | 0 | 0 | 0 | 0 | 0 | 0 | 0
Hard Coal | 0.41 | 0.41 | 0.41 | 0.41 | 0 | 0 | 0 | 0 | 0 | 0
Gas | 6.88 | 6.88 | 6.75 | 6.75 | 6.69 | 6.69 | 7.92 | 7.92 | 7.92 | 7.92
Oil | 0.21 | 0.21 | 0.19 | 0.19 | 0 | 0 | 0 | 0 | 0 | 0
Mixed Fuels | 0 | 0 | 0 | 0 | 0 | 0 | 0 | 0 | 0 | 0
Renewable Energy Sources (other than hydro) | 5.74 | 7 | 7.49 | 7.49 | 8.05 | 8.05 | 10.66 | 10.66 | 12.78 | 12.78
Wind | 1.72 | 2.77 | 3.01 | 3.01 | 3.21 | 3.21 | 4.9 | 4.9 | 5.88 | 5.88
of which onshore | 1.14 | 2.05 | 2.14 | 2.14 | 2.14 | 2.14 | 2.59 | 2.59 | 3.57 | 3.57
of which offshore | 0.58 | 0.71 | 0.87 | 0.87 | 1.07 | 1.07 | 2.31 | 2.31 | 2.31 | 2.31
Solar | 2.68 | 2.89 | 3.08 | 3.08 | 3.28 | 3.28 | 4.05 | 4.05 | 4.9 | 4.9
Biomass | 1.34 | 1.34 | 1.4 | 1.4 | 1.56 | 1.56 | 1.71 | 1.71 | 2 | 2
Hydro power (total) | 1.43 | 1.43 | 1.43 | 1.43 | 1.43 | 1.43 | 1.44 | 1.44 | 1.44 | 1.44
of which renewable hydro generation | 0.12 | 0.12 | 0.12 | 0.12 | 0.12 | 0.12 | 0.13 | 0.13 | 0.13 | 0.13
Not Clearly Identifiable Energy Sources | 0 | 0 | 0 | 0 | 0 | 0 | 0 | 0 | 0 | 0
Net generating Capacity | 20.6 | 21.86 | 21.77 | 21.34 | 21.23 | 21.23 | 25.09 | 25.09 | 25.19 | 24.15
Non-Usable Capacity | 5.3 | 6.81 | 6.56 | 7.17 | 6.93 | 7.52 | 8.84 | 9.46 | 10.4 | 10.93
Maintenance and Overhauls | 0.15 | 0.56 | 0.14 | 0.49 | 0.13 | 0.49 | 0.15 | 0.51 | 0.13 | 0.29
Outages | 0.5 | 0.51 | 0.47 | 0.47 | 0.41 | 0.41 | 0.48 | 0.48 | 0.43 | 0.41
System Service Reserve | 1 | 1 | 1 | 1 | 1 | 1 | 1.08 | 1.08 | 1.08 | 1.08
Unavailable Capacity | 6.95 | 8.88 | 8.17 | 9.13 | 8.47 | 9.42 | 10.55 | 11.53 | 12.04 | 12.71
Reliable Available Capacity | 13.65 | 12.98 | 13.6 | 12.21 | 12.76 | 11.81 | 14.54 | 13.56 | 13.15 | 11.44
Load | 13.46 | 10.83 | 13.47 | 10.83 | 13.57 | 10.91 | 14.19 | 11.42 | 14.77 | 11.88
Load Management | 0.3 | 0.3 | 0.3 | 0.3 | 0.3 | 0.3 | 0.3 | 0.3 | 0.3 | 0.3
Remaining Capacity | 0.49 | 2.45 | 0.43 | 1.68 | -0.51 | 1.2 | 0.65 | 2.44 | -1.32 | -0.14
Spare Capacity | 1.53 | 1.86 | 1.94 | 1.92 | 1.99 | 1.99 | 2.77 | 2.77 | 3.02 | 2.96
Margin Against Seasonal Peak Load | 0.4 | 1.06 | 0.4 | 1.06 | 0.4 | 1.06 | 0.42 | 1.11 | 0.44 | 1.16
Adequacy Reference Margin | 1.93 | 2.92 | 2.34 | 2.98 | 2.39 | 3.05 | 3.19 | 3.88 | 3.46 | 4.12
Import Capacity | 3.5 | 3.5 | 3.5 | 3.5 | 3.5 | 3.5 | 3.5 | 3.5 | 3.5 | 3.5
Export Capacity | 1.96 | 1.96 | 1.96 | 1.96 | 1.96 | 1.96 | 1.96 | 1.96 | 1.96 | 1.96

## BG (new)
ENTSO-E System Adequacy Forecast 2014 - 2025 ( Database: 20.05.2014 )
Country: | BULGARIA
National Representativeness Index (%): | 99
Generation Scenario: | Conservative Scenario A
insert datetime: | 20.01.2014 12:35:00
update datetime: | 28.01.2014 09:48:00
This data may not be used without mentioning the source: 'Data provided by ENTSO-E'
| 2014 |  | 2015 |  | 2016 |  | 2020 |  | 2025
National Power Data | January 19:00 pm | July 11:00 am | January 19:00 pm | July 11:00 am | January 19:00 pm | July 11:00 am | January 19:00 pm | July 11:00 am | January 19:00 pm | July 11:00 am
Nuclear Power | 2 | 2 | 2 | 2 | 2 | 2 | 2 | 2 | 2 | 2
Fossil Fuels | 6.59 | 6.59 | 6.5 | 6.5 | 6.6 | 6.6 | 6.3 | 6.35 | 6.05 | 6.05
Lignite | 4 | 4 | 4 | 4 | 4 | 4 | 3.8 | 3.8 | 3.6 | 3.6
Hard Coal | 1.6 | 1.6 | 1.4 | 1.4 | 1.4 | 1.4 | 1.2 | 1.2 | 1 | 1
Gas | 0.99 | 0.99 | 1.1 | 1.1 | 1.2 | 1.2 | 1.3 | 1.35 | 1.45 | 1.45
Oil | 0 | 0 | 0 | 0 | 0 | 0 | 0 | 0 | 0 | 0
Mixed Fuels | 0 | 0 | 0 | 0 | 0 | 0 | 0 | 0 | 0 | 0
Renewable Energy Sources (other than hydro) | 1.76 | 1.78 | 2.11 | 2.22 | 2.45 | 2.62 | 2.79 | 2.84 | 3.22 | 3.28
Wind | 0.67 | 0.67 | 0.9 | 0.95 | 1.11 | 1.27 | 1.4 | 1.44 | 1.65 | 1.7
of which onshore | 0.67 | 0.67 | 0.9 | 0.95 | 1.11 | 1.27 | 1.4 | 1.44 | 1.65 | 1.7
of which offshore | 0 | 0 | 0 | 0 | 0 | 0 | 0 | 0 | 0 | 0
Solar | 1.05 | 1.05 | 1.11 | 1.12 | 1.18 | 1.19 | 1.22 | 1.22 | 1.35 | 1.35
Biomass | 0.04 | 0.06 | 0.1 | 0.15 | 0.16 | 0.16 | 0.17 | 0.18 | 0.22 | 0.23
Hydro power (total) | 3.15 | 3.15 | 3.17 | 3.17 | 3.18 | 3.19 | 3.29 | 3.29 | 3.4 | 3.4
of which renewable hydro generation | 2.15 | 2.15 | 2.17 | 2.17 | 2.18 | 2.19 | 2.29 | 2.29 | 2.4 | 2.4
Not Clearly Identifiable Energy Sources | 0 | 0 | 0 | 0 | 0 | 0 | 0 | 0 | 0 | 0
Net generating Capacity | 13.5 | 13.52 | 13.78 | 13.89 | 14.23 | 14.41 | 14.38 | 14.48 | 14.67 | 14.73
Non-Usable Capacity | 1.3 | 1.5 | 1.6 | 1.8 | 1.6 | 1.8 | 1.6 | 1.8 | 1.8 | 2
Maintenance and Overhauls | 0.4 | 2 | 0.48 | 2.1 | 0.48 | 2.1 | 0.48 | 2.3 | 0.56 | 2.5
Outages | 0.36 | 0.3 | 0.4 | 0.35 | 0.42 | 0.36 | 0.46 | 0.4 | 0.5 | 0.62
System Service Reserve | 0.4 | 0.4 | 0.4 | 0.5 | 0.5 | 0.5 | 0.7 | 0.7 | 0.9 | 0.9
Unavailable Capacity | 2.46 | 4.2 | 2.88 | 4.75 | 3 | 4.76 | 3.24 | 5.2 | 3.76 | 6.02
Reliable Available Capacity | 11.04 | 9.32 | 10.9 | 9.14 | 11.23 | 9.65 | 11.14 | 9.28 | 10.91 | 8.71
Load | 6.5 | 4 | 6.7 | 4.14 | 6.8 | 4.22 | 7.2 | 4.7 | 7.45 | 5
Load Management | 0 | 0 | 0 | 0 | 0 | 0 | 0 | 0 | 0 | 0
Remaining Capacity | 4.54 | 5.32 | 4.2 | 5 | 4.43 | 5.43 | 3.94 | 4.58 | 3.46 | 3.71
Spare Capacity | 1.06 | 1.06 | 1.13 | 1.13 | 1.15 | 1.15 | 1.27 | 1.27 | 1.27 | 1.27
Margin Against Seasonal Peak Load | 0.25 | 0.32 | 0.25 | 0.32 | 0.25 | 0.32 | 0.25 | 0.32 | 0.25 | 0.32
Adequacy Reference Margin | 1.31 | 1.38 | 1.38 | 1.45 | 1.4 | 1.47 | 1.52 | 1.59 | 1.52 | 1.59
Import Capacity | 1.45 | 1.45 | 1.65 | 1.65 | 1.65 | 1.65 | 1.85 | 1.85 | 1.85 | 1.85
Export Capacity | 2.05 | 2.05 | 2.25 | 2.25 | 2.25 | 2.25 | 2.25 | 2.25 | 2.25 | 2.25

## CH (new)
ENTSO-E System Adequacy Forecast 2014 - 2025 ( Database: 20.05.2014 )
Country: | SWITZERLAND
National Representativeness Index (%): | 100
Generation Scenario: | Conservative Scenario A
insert datetime: | 31.01.2014 15:14:00
update datetime: | 06.02.2014 15:15:00
This data may not be used without mentioning the source: 'Data provided by ENTSO-E'
| 2014 |  | 2015 |  | 2016 |  | 2020 |  | 2025
National Power Data | January 19:00 pm | July 11:00 am | January 19:00 pm | July 11:00 am | January 19:00 pm | July 11:00 am | January 19:00 pm | July 11:00 am | January 19:00 pm | July 11:00 am
Nuclear Power | 3.2 | 3.2 | 3.2 | 3.2 | 3.2 | 3.2 | 2.8 | 2.8 | 2.12 | 2.12
Fossil Fuels | 0.1 | 0.1 | 0.1 | 0.1 | 0.1 | 0.1 | 0.1 | 0.1 | 0.1 | 0.1
Lignite | 0 | 0 | 0 | 0 | 0 | 0 | 0 | 0 | 0 | 0
Hard Coal | 0 | 0 | 0 | 0 | 0 | 0 | 0 | 0 | 0 | 0
Gas | 0.1 | 0.1 | 0.1 | 0.1 | 0.1 | 0.1 | 0.1 | 0.1 | 0.1 | 0.1
Oil | 0 | 0 | 0 | 0 | 0 | 0 | 0 | 0 | 0 | 0
Mixed Fuels | 0 | 0 | 0 | 0 | 0 | 0 | 0 | 0 | 0 | 0
Renewable Energy Sources (other than hydro) | 1.09 | 1.09 | 1.09 | 1.09 | 1.19 | 1.19 | 1.19 | 1.19 | 1.19 | 1.19
Wind | 0.06 | 0.06 | 0.06 | 0.06 | 0.06 | 0.06 | 0.06 | 0.06 | 0.06 | 0.06
of which onshore | 0.06 | 0.06 | 0.06 | 0.06 | 0.06 | 0.06 | 0.06 | 0.06 | 0.06 | 0.06
of which offshore | 0 | 0 | 0 | 0 | 0 | 0 | 0 | 0 | 0 | 0
Solar | 0.73 | 0.73 | 0.73 | 0.73 | 0.73 | 0.73 | 0.73 | 0.73 | 0.73 | 0.73
Biomass | 0 | 0 | 0 | 0 | 0 | 0 | 0 | 0 | 0 | 0
Hydro power (total) | 13.7 | 13.7 | 14 | 14 | 15 | 15 | 15 | 15 | 15 | 15
of which renewable hydro generation | 12.1 | 12.1 | 12.2 | 12.2 | 12.2 | 12.2 | 12.2 | 12.2 | 12.2 | 12.2
Not Clearly Identifiable Energy Sources | 0.5 | 0.5 | 0.5 | 0.5 | 0.5 | 0.5 | 0.5 | 0.5 | 0.5 | 0.5
Net generating Capacity | 18.59 | 18.59 | 18.89 | 18.89 | 19.99 | 19.99 | 19.59 | 19.59 | 18.91 | 18.91
Non-Usable Capacity | 5.53 | 2.93 | 5.65 | 2.96 | 5.95 | 3.06 | 5.93 | 3.06 | 5.89 | 3.06
Maintenance and Overhauls | 0 | 1.17 | 0 | 1.17 | 0 | 1.17 | 0 | 1.17 | 0 | 1.17
Outages | 1.17 | 1.17 | 1.17 | 1.17 | 1.17 | 1.17 | 1.17 | 1.17 | 1.17 | 1.17
System Service Reserve | 0.77 | 0.7 | 0.79 | 0.72 | 0.8 | 0.73 | 0.82 | 0.75 | 0.84 | 0.76
Unavailable Capacity | 7.47 | 5.97 | 7.61 | 6.02 | 7.92 | 6.13 | 7.92 | 6.15 | 7.9 | 6.16
Reliable Available Capacity | 11.12 | 12.62 | 11.28 | 12.87 | 12.07 | 13.86 | 11.67 | 13.44 | 11.01 | 12.75
Load | 9.8 | 8.3 | 10.2 | 8.7 | 10.4 | 8.9 | 11 | 9.4 | 11.4 | 9.7
Load Management | 0 | 0 | 0 | 0 | 0 | 0 | 0 | 0 | 0 | 0
Remaining Capacity | 1.32 | 4.32 | 1.08 | 4.17 | 1.67 | 4.96 | 0.67 | 4.04 | -0.39 | 3.05
Spare Capacity | 1.3 | 1.3 | 1.32 | 1.32 | 1.4 | 1.4 | 1.37 | 1.37 | 1.32 | 1.32
Margin Against Seasonal Peak Load | 0.7 | 0.2 | 0.7 | 0.2 | 0.7 | 0.2 | 0.7 | 0.2 | 0.7 | 0.2
Adequacy Reference Margin | 2 | 1.5 | 2.02 | 1.52 | 2.1 | 1.6 | 2.07 | 1.57 | 2.02 | 1.52
Import Capacity | 5 | 5 | 6.5 | 6.5 | 6.5 | 6.5 | 9 | 9 | 9 | 9
Export Capacity | 5 | 5 | 6.5 | 6.5 | 6.5 | 6.5 | 10 | 10 | 10 | 10

## CY (new)
ENTSO-E System Adequacy Forecast 2014 - 2025 ( Database: 20.05.2014 )
Country: | CYPRUS
National Representativeness Index (%): | 100
Generation Scenario: | Conservative Scenario A
insert datetime: | 22.01.2014 07:11:00
update datetime: | 11.02.2014 18:02:00
This data may not be used without mentioning the source: 'Data provided by ENTSO-E'
| 2014 |  | 2015 |  | 2016 |  | 2020 |  | 2025
National Power Data | January 19:00 pm | July 11:00 am | January 19:00 pm | July 11:00 am | January 19:00 pm | July 11:00 am | January 19:00 pm | July 11:00 am | January 19:00 pm | July 11:00 am
Nuclear Power
Fossil Fuels | 0.95 | 1.39 | 1.7 | 1.73 | 1.8 | 1.8 | 2 | 2 | 2.15 | 2.15
Lignite | 0 | 0 | 0 | 0 | 0 | 0 | 0 | 0 | 0 | 0
Hard Coal | 0 | 0 | 0 | 0 | 0 | 0 | 0 | 0 | 0 | 0
Gas | 0 | 0 | 1.2 | 1.2 | 1.2 | 1.2 | 1.8 | 1.8 | 2.15 | 2.15
Oil | 0.95 | 1.39 | 0.5 | 0.5 | 0.5 | 0.5 | 0.2 | 0.2 | 0 | 0
Mixed Fuels | 0 | 0 | 0 | 0 | 0 | 0 | 0 | 0 | 0 | 0
Renewable Energy Sources (other than hydro) | 0.3 | 0.3 | 0.38 | 0.38 | 0.52 | 0.52 | 0.48 | 0.48 | 0.67 | 0.67
Wind | 0.16 | 0.16 | 0.18 | 0.18 | 0.18 | 0.18 | 0.2 | 0.2 | 0.2 | 0.2
of which onshore | 0.16 | 0.16 | 0.18 | 0.18 | 0.18 | 0.18 | 0.2 | 0.2 | 0.2 | 0.2
of which offshore | 0 | 0 | 0 | 0 | 0 | 0 | 0 | 0 | 0 | 0
Solar | 0.13 | 0.13 | 0.18 | 0.18 | 0.19 | 0.19 | 0.26 | 0.26 | 0.45 | 0.45
Biomass | 0.01 | 0.01 | 0.02 | 0.02 | 0.02 | 0.02 | 0.02 | 0.02 | 0.02 | 0.02
Hydro power (total) | 0 | 0 | 0 | 0 | 0 | 0 | 0 | 0 | 0 | 0
of which renewable hydro generation | 0 | 0 | 0 | 0 | 0 | 0 | 0 | 0 | 0 | 0
Not Clearly Identifiable Energy Sources
Net generating Capacity | 1.25 | 1.69 | 2.08 | 2.11 | 2.32 | 2.32 | 2.48 | 2.48 | 2.82 | 2.82
Non-Usable Capacity | 0 | 0 | 0 | 0 | 0 | 0 | 0 | 0
Maintenance and Overhauls | 0.24 | 0.06 | 0.24 | 0.06 | 0.24 | 0.06 | 0.31 | 0.05 | 0.31 | 0.05
Outages | 0.03 | 0.03 | 0.03 | 0.03 | 0.03 | 0.03 | 0.06 | 0.06 | 0.06 | 0.06
System Service Reserve | 0.08 | 0.25 | 0.78 | 0.64 | 0.86 | 0.67 | 0.97 | 0.75 | 0.97 | 0.75
Unavailable Capacity | 0.35 | 0.34 | 1.05 | 0.73 | 1.13 | 0.76 | 1.34 | 0.86 | 1.34 | 0.86
Reliable Available Capacity | 0.9 | 1.35 | 1.03 | 1.38 | 1.19 | 1.56 | 1.14 | 1.62 | 1.48 | 1.96
Load | 0.83 | 0.9 | 0.85 | 0.93 | 0.87 | 0.95 | 0.99 | 1.09 | 1.14 | 1.25
Load Management | 0.1 | 0.07 | 0.1 | 0.08 | 0.1 | 0.08 | 0.1 | 0.09 | 0.1 | 0.09
Remaining Capacity | 0.17 | 0.52 | 0.28 | 0.53 | 0.42 | 0.69 | 0.25 | 0.62 | 0.44 | 0.8
Spare Capacity | 0.23 | 0.1 | 0.23 | 0.1 | 0.24 | 0.1 | 0.23 | 0.11 | 0.23 | 0.11
Margin Against Seasonal Peak Load | 0.05 | 0.05 | 0.05 | 0.05 | 0.05 | 0.05 | 0.06 | 0.06 | 0.06 | 0.06
Adequacy Reference Margin | 0.28 | 0.15 | 0.28 | 0.15 | 0.29 | 0.15 | 0.29 | 0.17 | 0.29 | 0.17
Import Capacity
Export Capacity

## CZ (new)
ENTSO-E System Adequacy Forecast 2014 - 2025 ( Database: 20.05.2014 )
Country: | CZECH REPUBLIC
National Representativeness Index (%):
Generation Scenario: | Conservative Scenario A
insert datetime: | 28.01.2014 09:22:00
update datetime: | 30.01.2014 11:39:00
This data may not be used without mentioning the source: 'Data provided by ENTSO-E'
| 2014 |  | 2015 |  | 2016 |  | 2020 |  | 2025
National Power Data | January 19:00 pm | July 11:00 am | January 19:00 pm | July 11:00 am | January 19:00 pm | July 11:00 am | January 19:00 pm | July 11:00 am | January 19:00 pm | July 11:00 am
Nuclear Power | 3.72 | 3.72 | 3.72 | 3.72 | 3.72 | 3.72 | 3.72 | 3.72 | 3.72 | 3.72
Fossil Fuels | 10.35 | 10.35 | 11.68 | 11.68 | 11.54 | 11.54 | 10.67 | 10.67 | 8.06 | 8.06
Lignite | 7.63 | 7.63 | 8.86 | 8.86 | 8.66 | 8.66 | 7.79 | 7.79 | 5.41 | 5.41
Hard Coal | 1.25 | 1.25 | 1.24 | 1.24 | 1.24 | 1.24 | 1.06 | 1.06 | 0.67 | 0.67
Gas | 1.39 | 1.39 | 1.49 | 1.49 | 1.53 | 1.53 | 1.72 | 1.72 | 1.83 | 1.83
Oil | 0.04 | 0.04 | 0.05 | 0.05 | 0.05 | 0.05 | 0.05 | 0.05 | 0.02 | 0.02
Mixed Fuels | 0 | 0 | 0 | 0 | 0 | 0 | 0 | 0 | 0 | 0
Renewable Energy Sources (other than hydro) | 3.21 | 3.21 | 3.39 | 3.39 | 3.5 | 3.5 | 3.95 | 3.95 | 4.76 | 4.76
Wind | 0.31 | 0.31 | 0.36 | 0.36 | 0.4 | 0.4 | 0.57 | 0.57 | 0.72 | 0.72
of which onshore | 0.31 | 0.31 | 0.36 | 0.36 | 0.4 | 0.4 | 0.57 | 0.57 | 0.72 | 0.72
of which offshore | 0 | 0 | 0 | 0 | 0 | 0 | 0 | 0 | 0 | 0
Solar | 2.15 | 2.15 | 2.23 | 2.23 | 2.29 | 2.29 | 2.5 | 2.5 | 3.06 | 3.06
Biomass | 0.36 | 0.36 | 0.38 | 0.38 | 0.38 | 0.38 | 0.39 | 0.39 | 0.48 | 0.48
Hydro power (total) | 2.15 | 2.15 | 2.15 | 2.15 | 2.16 | 2.16 | 2.2 | 2.2 | 2.2 | 2.2
of which renewable hydro generation | 0.25 | 0.25 | 0.25 | 0.25 | 0.25 | 0.25 | 0.25 | 0.25 | 0.25 | 0.25
Not Clearly Identifiable Energy Sources | 0 | 0 | 0 | 0 | 0 | 0 | 0 | 0 | 0 | 0
Net generating Capacity | 19.43 | 19.43 | 20.94 | 20.94 | 20.92 | 20.92 | 20.54 | 20.54 | 18.74 | 18.74
Non-Usable Capacity | 3.62 | 2.31 | 3.74 | 2.38 | 3.83 | 2.44 | 4.18 | 2.69 | 4.44 | 2.62
Maintenance and Overhauls | 1.32 | 2.65 | 1.43 | 2.85 | 1.43 | 2.85 | 1.4 | 2.8 | 1.28 | 2.55
Outages | 0.31 | 0.31 | 0.33 | 0.33 | 0.33 | 0.33 | 0.32 | 0.32 | 0.29 | 0.29
System Service Reserve | 1.24 | 1.24 | 1.25 | 1.25 | 1.25 | 1.25 | 1.27 | 1.27 | 1.31 | 1.31
Unavailable Capacity | 6.49 | 6.51 | 6.75 | 6.81 | 6.84 | 6.87 | 7.17 | 7.08 | 7.32 | 6.77
Reliable Available Capacity | 12.94 | 12.92 | 14.19 | 14.13 | 14.08 | 14.05 | 13.37 | 13.46 | 11.42 | 11.97
Load | 10.06 | 8.22 | 10.17 | 8.31 | 10.34 | 8.45 | 11.06 | 9.04 | 11.76 | 9.61
Load Management | 0 | 0 | 0 | 0 | 0 | 0 | 0 | 0 | 0 | 0
Remaining Capacity | 2.88 | 4.7 | 4.02 | 5.82 | 3.74 | 5.6 | 2.31 | 4.42 | -0.34 | 2.36
Spare Capacity | 0.97 | 0.97 | 1.05 | 1.05 | 1.05 | 1.05 | 1.03 | 1.03 | 0.94 | 0.94
Margin Against Seasonal Peak Load | 1.06 | 0.37 | 1.07 | 0.38 | 1.09 | 0.39 | 1.16 | 0.41 | 1.23 | 0.44
Adequacy Reference Margin | 2.03 | 1.34 | 2.12 | 1.43 | 2.14 | 1.44 | 2.19 | 1.44 | 2.17 | 1.38
Import Capacity | 3.4 | 3.4 | 3.4 | 3.4 | 4.1 | 4.1 | 4.1 | 4.1 | 4.1 | 4.1
Export Capacity | 5.2 | 5.2 | 5.2 | 5.2 | 5.5 | 5.5 | 5.5 | 5.5 | 5.5 | 5.5

## DE (new)
ENTSO-E System Adequacy Forecast 2014 - 2025 ( Database: 20.05.2014 )
Country: | GERMANY
National Representativeness Index (%):
Generation Scenario: | Conservative Scenario A
insert datetime: | 04.02.2014 14:06:00
update datetime: | 05.02.2014 10:23:00
This data may not be used without mentioning the source: 'Data provided by ENTSO-E'
| 2014 |  | 2015 |  | 2016 |  | 2020 |  | 2025
National Power Data | January 19:00 pm | July 11:00 am | January 19:00 pm | July 11:00 am | January 19:00 pm | July 11:00 am | January 19:00 pm | July 11:00 am | January 19:00 pm | July 11:00 am
Nuclear Power | 12.07 | 12.07 | 12.07 | 12.07 | 10.79 | 10.79 | 8.11 | 8.11 | 0 | 0
Fossil Fuels | 83.15 | 83.15 | 81.92 | 81.92 | 80.6 | 80.6 | 71.99 | 71.99 | 66.36 | 66.36
Lignite | 21.24 | 21.24 | 21.24 | 21.24 | 21.19 | 21.19 | 19.12 | 19.12 | 16.09 | 16.09
Hard Coal | 30 | 30 | 28.83 | 28.83 | 27.89 | 27.89 | 28.08 | 28.08 | 26.41 | 26.41
Gas | 28.46 | 28.46 | 29.17 | 29.17 | 29.05 | 29.05 | 22.38 | 22.38 | 22.2 | 22.2
Oil | 3.45 | 3.45 | 2.68 | 2.68 | 2.47 | 2.47 | 2.41 | 2.41 | 1.65 | 1.65
Mixed Fuels | 0 | 0 | 0 | 0 | 0 | 0 | 0 | 0 | 0 | 0
Renewable Energy Sources (other than hydro) | 76.22 | 79.58 | 85.45 | 87.32 | 89.52 | 91.25 | 105.43 | 106.45 | 123.6 | 124.5
Wind | 34.01 | 35.6 | 38.89 | 39.58 | 40.65 | 41.39 | 49.79 | 50.22 | 60.5 | 60.5
of which onshore | 33.39 | 34.14 | 36.23 | 36.79 | 37.71 | 38.16 | 42.89 | 43.32 | 49 | 49
of which offshore | 0.62 | 1.46 | 2.66 | 2.79 | 2.94 | 3.23 | 6.9 | 6.9 | 11.5 | 11.5
Solar | 36.33 | 38.07 | 40.47 | 41.64 | 42.63 | 43.59 | 48.58 | 49.14 | 54.8 | 54.8
Biomass | 5.88 | 5.91 | 6.09 | 6.1 | 6.24 | 6.27 | 7.06 | 7.09 | 8.3 | 8.3
Hydro power (total) | 10.75 | 10.75 | 10.77 | 10.77 | 10.78 | 10.78 | 13 | 13 | 15.21 | 15.21
of which renewable hydro generation | 4.4 | 4.4 | 4.42 | 4.42 | 4.43 | 4.43 | 4.46 | 4.46 | 4.5 | 4.5
Not Clearly Identifiable Energy Sources | 5.28 | 5.28 | 5.33 | 5.33 | 5.52 | 5.52 | 4.42 | 4.42 | 5.31 | 5.31
Net generating Capacity | 187.47 | 190.83 | 195.54 | 197.41 | 197.21 | 198.94 | 202.95 | 203.97 | 210.48 | 211.38
Non-Usable Capacity | 80.71 | 84.02 | 90.9 | 91.95 | 94.06 | 95.75 | 105.4 | 106.4 | 123.12 | 123.12
Maintenance and Overhauls | 1.42 | 11.43 | 3.29 | 12.97 | 3.2 | 12.61 | 2.8 | 11.05 | 2.32 | 9.16
Outages | 4.83 | 4.83 | 4.76 | 4.76 | 4.68 | 4.68 | 4.24 | 4.24 | 3.43 | 3.43
System Service Reserve | 5.03 | 4.25 | 5.03 | 4.25 | 5.03 | 4.25 | 5.03 | 4.25 | 5.03 | 4.25
Unavailable Capacity | 91.99 | 104.53 | 103.98 | 113.93 | 106.97 | 117.29 | 117.47 | 125.94 | 133.9 | 139.96
Reliable Available Capacity | 95.48 | 86.3 | 91.56 | 83.48 | 90.24 | 81.65 | 85.48 | 78.03 | 76.58 | 71.42
Load | 87.65 | 79.4 | 87.65 | 79.4 | 87.65 | 79.4 | 87.65 | 79.4 | 87.65 | 79.4
Load Management | 0.8 | 0.8 | 0.8 | 0.8 | 0.8 | 0.8 | 0.8 | 0.8 | 0.8 | 0.8
Remaining Capacity | 8.63 | 7.7 | 4.71 | 4.88 | 3.39 | 3.05 | -1.37 | -0.57 | -10.27 | -7.18
Spare Capacity | 0 | 0 | 0 | 0 | 0 | 0 | 0 | 0 | 0 | 0
Margin Against Seasonal Peak Load | 0 | 0 | 0 | 0 | 0 | 0 | 0 | 0 | 0 | 0
Adequacy Reference Margin | 0 | 0 | 0 | 0 | 0 | 0 | 0 | 0 | 0 | 0
Import Capacity | 17.91 | 17.91 | 17.91 | 17.91 | 17.91 | 17.91 | 27.9 | 27.9 | 27.9 | 27.9
Export Capacity | 16.95 | 16.95 | 16.95 | 16.95 | 16.95 | 16.95 | 25.8 | 25.8 | 25.8 | 25.8

## DK (new)
ENTSO-E System Adequacy Forecast 2014 - 2025 ( Database: 20.05.2014 )
Country: | DENMARK
National Representativeness Index (%): | 100
Generation Scenario: | Conservative Scenario A
insert datetime: | 05.02.2014 14:48:00
update datetime: | 18.02.2014 15:17:00
This data may not be used without mentioning the source: 'Data provided by ENTSO-E'
| 2014 |  | 2015 |  | 2016 |  | 2020 |  | 2025
National Power Data | January 19:00 pm | July 11:00 am | January 19:00 pm | July 11:00 am | January 19:00 pm | July 11:00 am | January 19:00 pm | July 11:00 am | January 19:00 pm | July 11:00 am
Nuclear Power | 0 | 0 | 0 | 0 | 0 | 0 | 0 | 0 | 0 | 0
Fossil Fuels | 4.65 | 4.65 | 4.58 | 4.58 | 4.6 | 4.6 | 3.36 | 3.36 | 3.3 | 3.3
Lignite | 0 | 0 | 0 | 0 | 0 | 0 | 0 | 0 | 0 | 0
Hard Coal | 2.41 | 2.41 | 2.41 | 2.41 | 2.41 | 2.41 | 2.03 | 2.03 | 1.65 | 1.65
Gas | 2.19 | 2.19 | 2.12 | 2.12 | 2.14 | 2.14 | 1.31 | 1.31 | 1.64 | 1.64
Oil | 0.05 | 0.05 | 0.05 | 0.05 | 0.05 | 0.05 | 0.01 | 0.01 | 0.01 | 0.01
Mixed Fuels | 0 | 0 | 0 | 0 | 0 | 0 | 0 | 0 | 0 | 0
Renewable Energy Sources (other than hydro) | 6.78 | 6.78 | 6.96 | 6.96 | 7.05 | 7.05 | 9.12 | 9.12 | 10.63 | 10.63
Wind | 4.8 | 4.8 | 4.92 | 4.92 | 4.94 | 4.94 | 6.54 | 6.54 | 7.07 | 7.07
of which onshore | 3.53 | 3.53 | 3.65 | 3.65 | 3.67 | 3.67 | 3.77 | 3.77 | 3.9 | 3.9
of which offshore | 1.27 | 1.27 | 1.27 | 1.27 | 1.27 | 1.27 | 2.77 | 2.77 | 3.17 | 3.17
Solar | 0.56 | 0.56 | 0.62 | 0.62 | 0.69 | 0.69 | 0.94 | 0.94 | 1.27 | 1.27
Biomass | 1.42 | 1.42 | 1.42 | 1.42 | 1.42 | 1.42 | 1.64 | 1.64 | 2.29 | 2.29
Hydro power (total) | 0.01 | 0.01 | 0.01 | 0.01 | 0.01 | 0.01 | 0.01 | 0.01 | 0.01 | 0.01
of which renewable hydro generation | 0.01 | 0.01 | 0.01 | 0.01 | 0.01 | 0.01 | 0.01 | 0.01 | 0.01 | 0.01
Not Clearly Identifiable Energy Sources | 0 | 0 | 0 | 0 | 0 | 0 | 0 | 0 | 0 | 0
Net generating Capacity | 11.44 | 11.44 | 11.55 | 11.55 | 11.66 | 11.66 | 12.49 | 12.49 | 13.94 | 13.94
Non-Usable Capacity | 5.36 | 5.36 | 5.54 | 5.54 | 5.63 | 5.63 | 7.49 | 7.49 | 8.34 | 8.34
Maintenance and Overhauls | 0 | 1.52 | 0 | 1.5 | 0 | 1.48 | 0 | 1.22 | 0 | 1.12
Outages | 0.61 | 0.61 | 0.6 | 0.6 | 0.59 | 0.59 | 0.49 | 0.49 | 0.45 | 0.45
System Service Reserve | 0.6 | 0.6 | 0.6 | 0.6 | 0.6 | 0.6 | 0.6 | 0.6 | 0.6 | 0.6
Unavailable Capacity | 6.57 | 8.09 | 6.74 | 8.24 | 6.82 | 8.3 | 8.58 | 9.8 | 9.39 | 10.51
Reliable Available Capacity | 4.87 | 3.35 | 4.81 | 3.31 | 4.84 | 3.36 | 3.91 | 2.69 | 4.55 | 3.43
Load | 4.96 | 4.22 | 6.13 | 4.24 | 6.12 | 4.31 | 6.26 | 4.37 | 6.56 | 4.36
Load Management | 0 | 0 | 0 | 0 | 0 | 0 | 0 | 0 | 0 | 0
Remaining Capacity | -0.09 | -0.87 | -1.32 | -0.93 | -1.28 | -0.95 | -2.35 | -1.68 | -2.01 | -0.93
Spare Capacity | 0 | 0 | 0 | 0 | 0 | 0 | 0 | 0 | 0 | 0
Margin Against Seasonal Peak Load | 1.45 | 1.11 | 0.3 | 1.14 | 0.27 | 1.09 | 0.47 | 1.17 | 0.48 | 1.31
Adequacy Reference Margin | 1.45 | 1.11 | 0.3 | 1.14 | 0.27 | 1.09 | 0.47 | 1.17 | 0.48 | 1.31
Import Capacity | 5.08 | 5.08 | 6.12 | 6.12 | 5.78 | 5.78 | 7.88 | 7.88 | 8.38 | 8.38
Export Capacity | 5.82 | 5.82 | 6.52 | 6.52 | 6.52 | 6.52 | 8.34 | 8.34 | 8.84 | 8.84

## EE (new)
ENTSO-E System Adequacy Forecast 2014 - 2025 ( Database: 20.05.2014 )
Country: | ESTONIA
National Representativeness Index (%):
Generation Scenario: | Conservative Scenario A
insert datetime: | 15.01.2014 10:31:00
update datetime: | 15.01.2014 11:25:00
This data may not be used without mentioning the source: 'Data provided by ENTSO-E'
| 2014 |  | 2015 |  | 2016 |  | 2020 |  | 2025
National Power Data | January 19:00 pm | July 11:00 am | January 19:00 pm | July 11:00 am | January 19:00 pm | July 11:00 am | January 19:00 pm | July 11:00 am | January 19:00 pm | July 11:00 am
Nuclear Power | 0 | 0 | 0 | 0 | 0 | 0 | 0 | 0 | 0 | 0
Fossil Fuels | 2.4 | 2.4 | 2.43 | 2.43 | 2.22 | 2.22 | 2.22 | 2.22 | 2.22 | 2.22
Lignite | 0 | 0 | 0 | 0 | 0 | 0 | 0 | 0 | 0 | 0
Hard Coal | 2 | 2 | 2 | 2 | 1.85 | 1.85 | 1.85 | 1.85 | 1.85 | 1.85
Gas | 0.4 | 0.4 | 0.43 | 0.43 | 0.37 | 0.37 | 0.37 | 0.37 | 0.37 | 0.37
Oil | 0 | 0 | 0 | 0 | 0 | 0 | 0 | 0 | 0 | 0
Mixed Fuels | 0 | 0 | 0 | 0 | 0 | 0 | 0 | 0 | 0 | 0
Renewable Energy Sources (other than hydro) | 0.44 | 0.44 | 0.44 | 0.44 | 0.44 | 0.44 | 0.45 | 0.45 | 0.45 | 0.45
Wind | 0.34 | 0.34 | 0.34 | 0.34 | 0.34 | 0.34 | 0.35 | 0.35 | 0.35 | 0.35
of which onshore | 0.34 | 0.34 | 0.34 | 0.34 | 0.34 | 0.34 | 0.35 | 0.35 | 0.35 | 0.35
of which offshore | 0 | 0 | 0 | 0 | 0 | 0 | 0 | 0 | 0 | 0
Solar | 0 | 0 | 0 | 0 | 0 | 0 | 0 | 0 | 0 | 0
Biomass | 0.07 | 0.07 | 0.1 | 0.1 | 0.1 | 0.1 | 0.1 | 0.1 | 0.1 | 0.1
Hydro power (total) | 0.01 | 0.01 | 0.01 | 0.01 | 0.01 | 0.01 | 0.01 | 0.01 | 0.01 | 0.01
of which renewable hydro generation | 0.01 | 0.01 | 0.01 | 0.01 | 0.01 | 0.01 | 0.01 | 0.01 | 0.01 | 0.01
Not Clearly Identifiable Energy Sources | 0.1 | 0.1 | 0.1 | 0.1 | 0.1 | 0.1 | 0.1 | 0.1 | 0.1 | 0.1
Net generating Capacity | 2.95 | 2.95 | 2.98 | 2.98 | 2.77 | 2.77 | 2.78 | 2.78 | 2.78 | 2.78
Non-Usable Capacity | 0.57 | 0.51 | 0.57 | 0.51 | 0.37 | 0.37 | 1.55 | 1.56 | 1.56 | 1.56
Maintenance and Overhauls | 0 | 0.37 | 0.3 | 0.34 | 0.3 | 0.34 | 0 | 0.19 | 0 | 0.19
Outages | 0.1 | 0.1 | 0.1 | 0.1 | 0.08 | 0.08 | 0.01 | 0 | 0.01 | 0
System Service Reserve | 0.25 | 0.25 | 0.25 | 0.25 | 0.25 | 0.25 | 0.25 | 0.25 | 0.25 | 0.25
Unavailable Capacity | 0.92 | 1.23 | 1.22 | 1.2 | 1 | 1.04 | 1.81 | 2 | 1.82 | 2
Reliable Available Capacity | 2.03 | 1.72 | 1.76 | 1.78 | 1.77 | 1.73 | 0.97 | 0.78 | 0.96 | 0.78
Load | 1.47 | 0.89 | 1.51 | 0.91 | 1.52 | 0.92 | 1.64 | 0.99 | 1.79 | 1.08
Load Management
Remaining Capacity | 0.56 | 0.83 | 0.25 | 0.87 | 0.25 | 0.81 | -0.67 | -0.21 | -0.83 | -0.3
Spare Capacity | 0.15 | 0.15 | 0.15 | 0.16 | 0.14 | 0.14 | 0.14 | 0.14 | 0.14 | 0.14
Margin Against Seasonal Peak Load | 0.05 | 0.1 | 0.04 | 0.1 | 0.04 | 0.11 | 0.01 | 0.11 | 0.24 | 0.14
Adequacy Reference Margin | 0.2 | 0.25 | 0.19 | 0.26 | 0.18 | 0.25 | 0.15 | 0.25 | 0.38 | 0.28
Import Capacity | 1.3 | 1.25 | 1.3 | 1.25 | 1.3 | 1.25 | 1.3 | 1.25 | 1.3 | 1.25
Export Capacity | 1.3 | 1.25 | 1.3 | 1.25 | 1.3 | 1.25 | 1.3 | 1.25 | 1.3 | 1.25

## ES (new)
ENTSO-E System Adequacy Forecast 2014 - 2025 ( Database: 20.05.2014 )
Country: | SPAIN
National Representativeness Index (%): | 94
Generation Scenario: | Conservative Scenario A
insert datetime: | 31.01.2014 12:17:00
update datetime: | 06.02.2014 09:16:00
This data may not be used without mentioning the source: 'Data provided by ENTSO-E'
| 2014 |  | 2015 |  | 2016 |  | 2020 |  | 2025
National Power Data | January 19:00 pm | July 11:00 am | January 19:00 pm | July 11:00 am | January 19:00 pm | July 11:00 am | January 19:00 pm | July 11:00 am | January 19:00 pm | July 11:00 am
Nuclear Power | 7.58 | 7.58 | 7.58 | 7.58 | 7.58 | 7.58 | 7.58 | 7.58 | 7.13 | 7.13
Fossil Fuels | 42.81 | 42.84 | 42.87 | 42.63 | 42.4 | 42.2 | 41.9 | 41.91 | 37.44 | 37.75
Lignite | 3 | 3 | 3 | 3 | 3 | 3 | 3 | 3 | 1.6 | 1.6
Hard Coal | 7.51 | 7.51 | 7.51 | 7.51 | 7.51 | 7.29 | 6.86 | 6.86 | 2.6 | 2.76
Gas | 31.72 | 31.75 | 31.78 | 31.8 | 31.82 | 31.84 | 31.97 | 31.98 | 33.24 | 33.39
Oil | 0 | 0 | 0 | 0 | 0 | 0 | 0 | 0 | 0 | 0
Mixed Fuels | 0.57 | 0.57 | 0.57 | 0.32 | 0.07 | 0.07 | 0.07 | 0.07 | 0 | 0
Renewable Energy Sources (other than hydro) | 31 | 31.23 | 31.46 | 31.82 | 32.18 | 32.54 | 35.05 | 35.41 | 43.35 | 44.33
Wind | 23 | 23.25 | 23.51 | 23.76 | 24.02 | 24.27 | 26.05 | 26.31 | 30.14 | 30.61
of which onshore | 23 | 23.25 | 23.51 | 23.76 | 24.02 | 24.27 | 26.05 | 26.31 | 29.94 | 30.36
of which offshore | 0 | 0 | 0 | 0 | 0 | 0 | 0 | 0 | 0.2 | 0.25
Solar | 6.95 | 6.91 | 6.88 | 6.97 | 7.06 | 7.16 | 7.8 | 7.9 | 11.51 | 11.95
Biomass | 0.94 | 0.95 | 0.97 | 0.98 | 0.99 | 1 | 1.09 | 1.1 | 1.57 | 1.62
Hydro power (total) | 19.37 | 19.8 | 20.24 | 20.25 | 20.27 | 20.3 | 20.83 | 20.85 | 23.73 | 23.74
of which renewable hydro generation | 14.23 | 14.24 | 14.25 | 14.27 | 14.29 | 14.31 | 14.45 | 14.47 | 14.58 | 14.6
Not Clearly Identifiable Energy Sources | 0.34 | 0.34 | 0.34 | 0.34 | 0.34 | 0.34 | 0.34 | 0.34 | 0.29 | 0.28
Net generating Capacity | 101.1 | 101.79 | 102.49 | 102.62 | 102.77 | 102.96 | 105.7 | 106.09 | 111.94 | 113.23
Non-Usable Capacity | 40.24 | 38.84 | 40.84 | 39.47 | 41.54 | 40.07 | 44.42 | 42.55 | 52.86 | 49.49
Maintenance and Overhauls | 1.6 | 2.4 | 1.6 | 2.4 | 1.6 | 2.4 | 1.6 | 2.4 | 1.6 | 2.4
Outages | 3.8 | 3.8 | 3.8 | 3.8 | 3.8 | 3.8 | 3.8 | 3.8 | 3.8 | 3.8
System Service Reserve | 3.1 | 3 | 3.1 | 3 | 3.1 | 3 | 3.2 | 3.1 | 3.3 | 3.2
Unavailable Capacity | 48.74 | 48.04 | 49.34 | 48.67 | 50.04 | 49.27 | 53.02 | 51.85 | 61.56 | 58.89
Reliable Available Capacity | 52.36 | 53.75 | 53.15 | 53.95 | 52.73 | 53.69 | 52.68 | 54.24 | 50.38 | 54.34
Load | 38.41 | 33.44 | 38.85 | 34.02 | 39.55 | 34.69 | 43.09 | 38.37 | 48.47 | 42.72
Load Management | 2 | 2 | 2 | 2 | 2 | 2 | 2.2 | 2.2 | 2.5 | 2.5
Remaining Capacity | 15.95 | 22.31 | 16.3 | 21.93 | 15.18 | 21 | 11.79 | 18.07 | 4.41 | 14.12
Spare Capacity | 2.18 | 2 | 2.2 | 2.04 | 2.24 | 2.08 | 2.44 | 2.3 | 2.75 | 2.56
Margin Against Seasonal Peak Load | 5.09 | 6.56 | 5.15 | 6.68 | 5.25 | 6.81 | 5.71 | 7.53 | 6.43 | 8.38
Adequacy Reference Margin | 7.27 | 8.56 | 7.35 | 8.72 | 7.49 | 8.89 | 8.15 | 9.83 | 9.18 | 10.94
Import Capacity | 2.9 | 2.6 | 4.2 | 4.2 | 4.2 | 4.2 | 4.6 | 4.6 | 5.6 | 5.6
Export Capacity | 2.5 | 2.3 | 3.7 | 3.5 | 3.7 | 3.5 | 4.6 | 4.6 | 5.6 | 5.6
| 0.028684 | 0.025543 | 0.04098 | 0.040928 | 0.040868 | 0.040793 | 0.043519 | 0.043359 | 0.050027 | 0.049457

## FI (new)
ENTSO-E System Adequacy Forecast 2014 - 2025 ( Database: 20.05.2014 )
Country: | FINLAND
National Representativeness Index (%): | 100
Generation Scenario: | Conservative Scenario A
insert datetime: | 30.01.2014 10:52:00
update datetime: | 30.01.2014 13:05:00
This data may not be used without mentioning the source: 'Data provided by ENTSO-E'
| 2014 |  | 2015 |  | 2016 |  | 2020 |  | 2025
National Power Data | January 19:00 pm | July 11:00 am | January 19:00 pm | July 11:00 am | January 19:00 pm | July 11:00 am | January 19:00 pm | July 11:00 am | January 19:00 pm | July 11:00 am
Nuclear Power | 2.75 | 2.75 | 2.75 | 2.75 | 4.35 | 4.35 | 4.35 | 4.35 | 4.35 | 4.35
Fossil Fuels | 9.31 | 9.31 | 9.31 | 9.31 | 9.18 | 9.18 | 9.18 | 9.18 | 9.18 | 9.18
Lignite | 0 | 0 | 0 | 0 | 0 | 0 | 0 | 0 | 0 | 0
Hard Coal | 3.57 | 3.57 | 3.57 | 3.57 | 3.5 | 3.5 | 3.5 | 3.5 | 3.5 | 3.5
Gas | 1.94 | 1.94 | 1.94 | 1.94 | 1.88 | 1.88 | 1.88 | 1.88 | 1.88 | 1.88
Oil | 1.74 | 1.74 | 1.74 | 1.74 | 1.74 | 1.74 | 1.74 | 1.74 | 1.74 | 1.74
Mixed Fuels | 2.06 | 2.06 | 2.06 | 2.06 | 2.06 | 2.06 | 2.06 | 2.06 | 2.06 | 2.06
Renewable Energy Sources (other than hydro) | 2.48 | 2.48 | 2.68 | 2.68 | 2.71 | 2.71 | 2.71 | 2.71 | 2.71 | 2.71
Wind | 0.45 | 0.45 | 0.65 | 0.65 | 0.68 | 0.68 | 0.68 | 0.68 | 0.68 | 0.68
of which onshore | 0.45 | 0.45 | 0.65 | 0.65 | 0.68 | 0.68 | 0.68 | 0.68 | 0.68 | 0.68
of which offshore | 0 | 0 | 0 | 0 | 0 | 0 | 0 | 0 | 0 | 0
Solar | 0 | 0 | 0 | 0 | 0 | 0 | 0 | 0 | 0 | 0
Biomass | 2.03 | 2.03 | 2.03 | 2.03 | 2.03 | 2.03 | 2.03 | 2.03 | 2.03 | 2.03
Hydro power (total) | 3.17 | 3.17 | 3.19 | 3.19 | 3.2 | 3.2 | 3.2 | 3.2 | 3.21 | 3.21
of which renewable hydro generation | 3.17 | 3.17 | 3.19 | 3.19 | 3.2 | 3.2 | 3.2 | 3.2 | 3.21 | 3.21
Not Clearly Identifiable Energy Sources | 0.02 | 0.02 | 0.08 | 0.08 | 0.08 | 0.08 | 0.1 | 0.1 | 0.1 | 0.1
Net generating Capacity | 17.73 | 17.73 | 18.01 | 18.01 | 19.52 | 19.52 | 19.54 | 19.54 | 19.55 | 19.55
Non-Usable Capacity | 3.5 | 5.35 | 3.8 | 5.35 | 3.8 | 5.35 | 3.8 | 5.35 | 3.8 | 5.35
Maintenance and Overhauls |  | 1.1 |  | 1.1 | 0 | 1.1 | 0 | 1.1 | 0 | 1.1
Outages
System Service Reserve | 1.5 | 1.5 | 1.5 | 1.5 | 1.5 | 1.5 | 1.5 | 1.5 | 1.5 | 1.5
Unavailable Capacity | 5 | 7.95 | 5.3 | 7.95 | 5.3 | 7.95 | 5.3 | 7.95 | 5.3 | 7.95
Reliable Available Capacity | 12.73 | 9.78 | 12.71 | 10.06 | 14.22 | 11.57 | 14.24 | 11.59 | 14.25 | 11.6
Load | 13.4 | 9.1 | 13.6 | 9.2 | 13.8 | 9.35 | 14.55 | 9.85 | 15.2 | 10.3
Load Management
Remaining Capacity | -0.67 | 0.68 | -0.89 | 0.86 | 0.42 | 2.22 | -0.31 | 1.74 | -0.95 | 1.3
Spare Capacity
Margin Against Seasonal Peak Load | 1.6 | 1.1 | 1.6 | 1.15 | 1.6 | 1.15 | 1.75 | 1.25 | 1.8 | 1.25
Adequacy Reference Margin | 1.6 | 1.1 | 1.6 | 1.15 | 1.6 | 1.15 | 1.75 | 1.25 | 1.8 | 1.25
Import Capacity | 5.3 | 4.3 | 5.3 | 4.3 | 5 | 4 | 5 | 4 | 5 | 4
Export Capacity | 3.3 | 3.2 | 3.4 | 3.4 | 3.4 | 3.4 | 3.4 | 3.4 | 3.4 | 3.4

## FR (new)
ENTSO-E System Adequacy Forecast 2014 - 2025 ( Database: 20.05.2014 )
Country: | FRANCE
National Representativeness Index (%): | 100
Generation Scenario: | Conservative Scenario A
insert datetime: | 09.01.2014 16:29:00
update datetime: | 16.01.2014 12:25:00
This data may not be used without mentioning the source: 'Data provided by ENTSO-E'
| 2014 |  | 2015 |  | 2016 |  | 2020 |  | 2025
National Power Data | January 19:00 pm | July 11:00 am | January 19:00 pm | July 11:00 am | January 19:00 pm | July 11:00 am | January 19:00 pm | July 11:00 am | January 19:00 pm | July 11:00 am
Nuclear Power | 63.1 | 63.1 | 63.1 | 63.1 | 64.7 | 64.7 | 63 | 63 | 60 | 60
Fossil Fuels | 23 | 23 | 22.3 | 22.3 | 17.4 | 17.4 | 17.4 | 17.4 | 14.6 | 14.6
Lignite | 0 | 0 | 0 | 0 | 0 | 0 | 0 | 0 | 0 | 0
Hard Coal | 5.2 | 5.2 | 4.5 | 4.5 | 2.9 | 2.9 | 2.9 | 2.9 | 1.7 | 1.7
Gas | 5.8 | 5.8 | 5.8 | 5.8 | 6.3 | 6.3 | 6.3 | 6.3 | 6.3 | 6.3
Oil | 6.7 | 6.7 | 6.7 | 6.7 | 2.9 | 2.9 | 2.9 | 2.9 | 1.3 | 1.3
Mixed Fuels | 5.3 | 5.3 | 5.3 | 5.3 | 5.3 | 5.3 | 5.3 | 5.3 | 5.3 | 5.3
Renewable Energy Sources (other than hydro) | 13.1 | 13.1 | 13.1 | 13.1 | 13.1 | 13.1 | 13.1 | 13.1 | 13.1 | 13.1
Wind | 7.7 | 7.7 | 7.7 | 7.7 | 7.7 | 7.7 | 7.7 | 7.7 | 7.7 | 7.7
of which onshore | 7.7 | 7.7 | 7.7 | 7.7 | 7.7 | 7.7 | 7.7 | 7.7 | 7.7 | 7.7
of which offshore | 0 | 0 | 0 | 0 | 0 | 0 | 0 | 0 | 0 | 0
Solar | 4 | 4 | 4 | 4 | 4 | 4 | 4 | 4 | 4 | 4
Biomass | 1.4 | 1.4 | 1.4 | 1.4 | 1.4 | 1.4 | 1.4 | 1.4 | 1.4 | 1.4
Hydro power (total) | 25.2 | 25.2 | 25.2 | 25.2 | 25.2 | 25.2 | 25.2 | 25.2 | 25.2 | 25.2
of which renewable hydro generation | 21.1 | 21.1 | 21.1 | 21.1 | 21.1 | 21.1 | 21.1 | 21.1 | 21.1 | 21.1
Not Clearly Identifiable Energy Sources | 0 | 0 | 0 | 0 | 0 | 0 | 0 | 0 | 0 | 0
Net generating Capacity | 124.4 | 124.4 | 123.7 | 123.7 | 120.4 | 120.4 | 118.7 | 118.7 | 112.9 | 112.9
Non-Usable Capacity | 22.4 | 29.1 | 22.4 | 29.1 | 22.4 | 29.1 | 22.4 | 29.1 | 22.4 | 29.1
Maintenance and Overhauls | 2 | 12.9 | 2 | 12.8 | 2 | 12 | 2 | 11.7 | 2 | 10.7
Outages | 4.9 | 4.9 | 4.9 | 4.9 | 4.4 | 4.4 | 4.4 | 4.4 | 3.9 | 3.9
System Service Reserve | 2.3 | 2.3 | 2.3 | 2.3 | 2.3 | 2.3 | 2.3 | 2.3 | 2.3 | 2.3
Unavailable Capacity | 31.6 | 49.2 | 31.6 | 49.1 | 31.1 | 47.8 | 31.1 | 47.5 | 30.6 | 46
Reliable Available Capacity | 92.8 | 75.2 | 92.1 | 74.6 | 89.3 | 72.6 | 87.6 | 71.2 | 82.3 | 66.9
Load | 83.3 | 55.8 | 83.7 | 56.1 | 84.2 | 56.7 | 86.2 | 59 | 88.5 | 61.4
Load Management | 3 | 3 | 3 | 3 | 3 | 3 | 3 | 3 | 3 | 3
Remaining Capacity | 12.5 | 22.4 | 11.4 | 21.5 | 8.1 | 18.9 | 4.4 | 15.2 | -3.2 | 8.5
Spare Capacity | 9.3 | 9.3 | 9.3 | 9.3 | 9 | 9 | 8.9 | 8.9 | 8.5 | 8.5
Margin Against Seasonal Peak Load | 0.2 | 10.4 | 0.3 | 10.4 | 0.3 | 10.4 | 0.3 | 10.4 | 0.3 | 10.4
Adequacy Reference Margin | 9.5 | 19.7 | 9.6 | 19.7 | 9.3 | 19.4 | 9.2 | 19.3 | 8.8 | 18.9
Import Capacity | 8 | 8 | 8 | 8 | 8 | 8 | 8 | 8 | 8 | 8
Export Capacity | 14 | 14 | 14 | 14 | 14 | 14 | 14 | 14 | 14 | 14

## GB (new)
ENTSO-E System Adequacy Forecast 2014 - 2025 ( Database: 20.05.2014 )
Country: | GREAT BRITAIN
National Representativeness Index (%): | 93
Generation Scenario: | Conservative Scenario A
insert datetime: | 20.02.2014 12:25:00
update datetime: | 20.05.2014 14:32:00
This data may not be used without mentioning the source: 'Data provided by ENTSO-E'
| 2014 |  | 2015 |  | 2016 |  | 2020 |  | 2025
National Power Data | January 19:00 pm | July 11:00 am | January 19:00 pm | July 11:00 am | January 19:00 pm | July 11:00 am | January 19:00 pm | July 11:00 am | January 19:00 pm | July 11:00 am
Nuclear Power | 8.89 | 8.89 | 8.89 | 8.89 | 8.89 | 8.89 | 8.89 | 8.89 | 7.12 | 7.12
Fossil Fuels | 51.67 | 51.67 | 49.57 | 49.57 | 49.58 | 49.58 | 44.11 | 44.11 | 30.5 | 30.5
Lignite | 0 | 0 | 0 | 0 | 0 | 0 | 0 | 0 | 1.99 | 1.99
Hard Coal | 18.6 | 18.6 | 18.18 | 18.18 | 16.57 | 16.57 | 13.65 | 13.65 | 27.73 | 27.73
Gas | 30.33 | 30.33 | 30.4 | 30.4 | 32.02 | 32.02 | 29.54 | 29.54 | 0.78 | 0.78
Oil | 2.74 | 2.74 | 0.99 | 0.99 | 0.99 | 0.99 | 0.92 | 0.92 | 0 | 0
Mixed Fuels | 0 | 0 | 0 | 0 | 0 | 0 | 0 | 0 | 0 | 0
Renewable Energy Sources (other than hydro) | 9.7 | 9.7 | 9.76 | 9.76 | 9.76 | 9.76 | 9.76 | 9.76 | 9.76 | 9.76
Wind | 7.7 | 7.7 | 8.15 | 8.15 | 8.15 | 8.15 | 8.15 | 8.15 | 8.15 | 8.15
of which onshore | 3.7 | 3.7 | 3.93 | 3.93 | 3.93 | 3.93 | 3.93 | 3.93 | 3.93 | 3.93
of which offshore | 4 | 4 | 4.22 | 4.22 | 4.22 | 4.22 | 4.22 | 4.22 | 4.22 | 4.22
Solar | 0 | 0 | 0 | 0 | 0 | 0 | 0 | 0 | 0 | 0
Biomass | 1.99 | 1.99 | 1.61 | 1.61 | 1.61 | 1.61 | 1.61 | 1.16 | 1.61 | 1.61
Hydro power (total) | 3.86 | 3.86 | 3.86 | 3.86 | 3.86 | 3.86 | 3.86 | 3.86 | 3.86 | 3.86
of which renewable hydro generation | 1.12 | 1.12 | 1.12 | 1.12 | 1.12 | 1.12 | 1.12 | 1.12 | 1.12 | 1.12
Not Clearly Identifiable Energy Sources | 0 | 0 | 0 | 0 | 0 | 0 | 0 | 0 | 0 | 0
Net generating Capacity | 74.12 | 74.12 | 72.08 | 72.08 | 72.09 | 72.09 | 66.62 | 66.62 | 51.24 | 51.24
Non-Usable Capacity | 5.7 | 7.3 | 6.01 | 7.68 | 6.01 | 7.68 | 6.01 | 7.68 | 6.01 | 7.68
Maintenance and Overhauls | 2.61 | 13.71 | 2.51 | 13.19 | 2.51 | 13.19 | 2.29 | 12.04 | 1.68 | 8.82
Outages | 6.53 | 9.14 | 6.28 | 8.79 | 6.28 | 8.8 | 5.74 | 8.03 | 4.2 | 5.88
System Service Reserve | 4.07 | 3.96 | 4.93 | 5.02 | 4.93 | 5.02 | 4.93 | 5.02 | 4.93 | 5.02
Unavailable Capacity | 18.91 | 34.11 | 19.73 | 34.68 | 19.73 | 34.69 | 18.97 | 32.77 | 16.82 | 27.4
Reliable Available Capacity | 55.21 | 40.01 | 52.35 | 37.4 | 52.36 | 37.4 | 47.65 | 33.85 | 34.42 | 23.84
Load | 51.09 | 33.62 | 45.31 | 30.19 | 44.13 | 32.35 | 47.58 | 27.98 | 47.06 | 30.13
Load Management | 1 | 1 | 1 | 1 | 1 | 1 | 1 | 1 | 1 | 1
Remaining Capacity | 5.12 | 7.39 | 8.04 | 8.21 | 9.23 | 6.05 | 1.07 | 6.87 | -11.64 | -5.29
Spare Capacity |  |  | 0 | 0 | 0 | 0 | 0 | 0 | 0 | 0
Margin Against Seasonal Peak Load | 3.2 | 3.9 | 8.4 | 7.1 | 9.1 | 4.5 | 3 | 6.6 | 3 | 3.5
Adequacy Reference Margin | 3.2 | 3.9 | 8.4 | 7.1 | 9.1 | 4.5 | 3 | 6.6 | 3 | 3.5
Import Capacity | 4.2 | 4.2 | 4.2 | 4.2 | 4.2 | 4.2 | 4.2 | 4.2 | 4.2 | 4.2
Export Capacity | 4.2 | 4.2 | 4.2 | 4.2 | 4.2 | 4.2 | 4.2 | 4.2 | 4.2 | 4.2

## GR (new)
ENTSO-E System Adequacy Forecast 2014 - 2025 ( Database: 20.05.2014 )
Country: | GREECE
National Representativeness Index (%): | 100
Generation Scenario: | Conservative Scenario A
insert datetime: | 06.02.2014 14:25:00
update datetime: | 07.02.2014 09:49:00
This data may not be used without mentioning the source: 'Data provided by ENTSO-E'
| 2014 |  | 2015 |  | 2016 |  | 2020 |  | 2025
National Power Data | January 19:00 pm | July 11:00 am | January 19:00 pm | July 11:00 am | January 19:00 pm | July 11:00 am | January 19:00 pm | July 11:00 am | January 19:00 pm | July 11:00 am
Nuclear Power | 0 | 0 | 0 | 0 | 0 | 0 | 0 | 0 | 0 | 0
Fossil Fuels | 8.9 | 8.87 | 9.39 | 9.39 | 9.39 | 9.39 | 9.73 | 9.73 | 9.44 | 9.44
Lignite | 4.42 | 4.3 | 4.19 | 4.19 | 4.19 | 4.19 | 4.53 | 4.53 | 3.44 | 3.44
Hard Coal | 0 | 0 | 0 | 0 | 0 | 0 | 0 | 0 | 0 | 0
Gas | 4.49 | 4.56 | 5.2 | 5.2 | 5.2 | 5.2 | 5.2 | 5.2 | 6 | 6
Oil | 0 | 0 | 0 | 0 | 0 | 0 | 0 | 0 | 0 | 0
Mixed Fuels | 0 | 0 | 0 | 0 | 0 | 0 | 0 | 0 | 0 | 0
Renewable Energy Sources (other than hydro) | 4.11 | 4.2 | 4.72 | 4.72 | 5.29 | 5.29 | 7.12 | 7.12 | 8.15 | 8.15
Wind | 1.52 | 1.6 | 1.73 | 1.73 | 1.92 | 1.92 | 2.8 | 2.8 | 3.2 | 3.2
of which onshore | 1.52 | 1.6 | 1.73 | 1.73 | 1.92 | 1.92 | 2.8 | 2.8 | 3.2 | 3.2
of which offshore | 0 | 0 | 0 | 0 | 0 | 0 | 0 | 0 | 0 | 0
Solar | 2.45 | 2.46 | 2.8 | 2.8 | 3.12 | 3.12 | 4 | 4 | 4.5 | 4.5
Biomass | 0.05 | 0.05 | 0.1 | 0.1 | 0.14 | 0.14 | 0.2 | 0.2 | 0.25 | 0.25
Hydro power (total) | 3.24 | 3.39 | 3.42 | 3.42 | 3.43 | 3.43 | 3.67 | 3.67 | 3.69 | 3.69
of which renewable hydro generation | 2.54 | 2.69 | 2.72 | 2.72 | 2.73 | 2.73 | 2.97 | 2.97 | 2.99 | 2.99
Not Clearly Identifiable Energy Sources | 0 | 0 | 0 | 0 |  |  | 0 | 0 | 0 | 0
Net generating Capacity | 16.25 | 16.45 | 17.53 | 17.53 | 18.11 | 18.11 | 20.52 | 20.52 | 21.28 | 21.28
Non-Usable Capacity | 4.59 | 3.54 | 5.57 | 4.25 | 6.08 | 4.54 | 7.59 | 5.44 | 8.5 | 6.05
Maintenance and Overhauls | 0 | 0 | 0 | 0 | 0 | 0 | 0 | 0 | 0 | 0
Outages | 0.6 | 0.6 | 0.9 | 0.9 | 0.9 | 0.9 | 1.1 | 1.1 | 0.9 | 0.9
System Service Reserve | 0.6 | 0.6 | 1 | 1 | 1 | 1 | 1 | 1 | 1.1 | 1.1
Unavailable Capacity | 5.79 | 4.74 | 7.47 | 6.15 | 7.98 | 6.45 | 9.69 | 7.54 | 10.5 | 8.05
Reliable Available Capacity | 10.46 | 11.71 | 10.06 | 11.38 | 10.13 | 11.66 | 10.83 | 12.98 | 10.78 | 13.23
Load | 7.23 | 8.38 | 7.3 | 8.46 | 7.4 | 8.56 | 7.83 | 9.06 | 8.85 | 10.25
Load Management | 0 | 0.5 | 0.9 | 0.7 | 0.9 | 0.7 | 1.2 | 0.7 | 1.2 | 0.7
Remaining Capacity | 3.23 | 3.84 | 3.66 | 3.63 | 3.63 | 3.8 | 4.2 | 4.62 | 3.13 | 3.68
Spare Capacity | 0.81 | 0.82 | 0.88 | 0.88 | 0.91 | 0.91 | 1.03 | 1.03 | 1.06 | 1.06
Margin Against Seasonal Peak Load | 0.96 | 1.01 | 0.97 | 1.02 | 0.98 | 1.04 | 1.04 | 1.1 | 1.17 | 1.24
Adequacy Reference Margin | 1.77 | 1.84 | 1.84 | 1.9 | 1.88 | 1.94 | 2.06 | 2.12 | 2.24 | 2.31
Import Capacity | 1.8 | 1.8 | 1.8 | 1.8 | 1.8 | 1.8 | 2 | 2 | 2 | 2
Export Capacity | 1.8 | 1.8 | 1.8 | 1.8 | 1.8 | 1.8 | 2 | 2 | 2 | 2

## HR (new)
ENTSO-E System Adequacy Forecast 2014 - 2025 ( Database: 20.05.2014 )
Country: | CROATIA
National Representativeness Index (%):
Generation Scenario: | Conservative Scenario A
insert datetime: | 20.01.2014 13:36:00
update datetime: | 20.01.2014 13:59:00
This data may not be used without mentioning the source: 'Data provided by ENTSO-E'
| 2014 |  | 2015 |  | 2016 |  | 2020 |  | 2025
National Power Data | January 19:00 pm | July 11:00 am | January 19:00 pm | July 11:00 am | January 19:00 pm | July 11:00 am | January 19:00 pm | July 11:00 am | January 19:00 pm | July 11:00 am
Nuclear Power | 0 | 0 | 0 | 0 | 0 | 0 | 0 | 0 | 0 | 0
Fossil Fuels | 2 | 2 | 2 | 2 | 2 | 2 | 2.3 | 2.3 | 2.5 | 2.5
Lignite | 0 | 0 | 0 | 0 | 0 | 0 | 0 | 0 | 0 | 0
Hard Coal | 0.3 | 0.3 | 0.3 | 0.3 | 0.3 | 0.3 | 0.7 | 0.7 | 0.7 | 0.7
Gas | 0.7 | 0.7 | 0.7 | 0.7 | 0.7 | 0.7 | 1.2 | 1.2 | 1.4 | 1.4
Oil | 0.3 | 0.3 | 0.3 | 0.3 | 0.3 | 0.3 | 0 | 0 | 0 | 0
Mixed Fuels | 0.7 | 0.7 | 0.7 | 0.7 | 0.7 | 0.7 | 0.4 | 0.4 | 0.4 | 0.4
Renewable Energy Sources (other than hydro) | 0.3 | 0.3 | 0.4 | 0.4 | 0.4 | 0.4 | 0.5 | 0.5 | 1 | 1
Wind | 0.3 | 0.3 | 0.4 | 0.4 | 0.4 | 0.4 | 0.4 | 0.4 | 0.7 | 0.7
of which onshore | 0.3 | 0.3 | 0.4 | 0.4 | 0.4 | 0.4 | 0.4 | 0.4 | 0.7 | 0.7
of which offshore | 0 | 0 | 0 | 0 | 0 | 0 | 0 | 0 | 0 | 0
Solar | 0 | 0 | 0 | 0 | 0 | 0 | 0 | 0 | 0.1 | 0.1
Biomass | 0 | 0 | 0 | 0 | 0 | 0 | 0.1 | 0.1 | 0.2 | 0.2
Hydro power (total) | 2.1 | 2.1 | 2.1 | 2.1 | 2.2 | 2.2 | 2.5 | 2.5 | 2.5 | 2.5
of which renewable hydro generation | 1.8 | 1.8 | 1.8 | 1.8 | 1.9 | 1.9 | 2.2 | 2.2 | 2.2 | 2.2
Not Clearly Identifiable Energy Sources | 0.1 | 0.1 | 0.1 | 0.1 | 0.1 | 0.1 | 0.2 | 0.2 | 0.2 | 0.2
Net generating Capacity | 4.5 | 4.5 | 4.6 | 4.6 | 4.7 | 4.7 | 5.5 | 5.5 | 6.2 | 6.2
Non-Usable Capacity | 0.8 | 1 | 0.8 | 1 | 0.8 | 1 | 1 | 1.2 | 1.4 | 1.5
Maintenance and Overhauls | 0.4 | 0.6 | 0.4 | 0.6 | 0.4 | 0.6 | 0.6 | 0.7 | 0.4 | 0.6
Outages | 0 | 0 | 0 | 0 | 0 | 0 | 0 | 0 | 0 | 0
System Service Reserve | 0.3 | 0.3 | 0.3 | 0.3 | 0.4 | 0.4 | 0.4 | 0.4 | 0.5 | 0.5
Unavailable Capacity | 1.5 | 1.9 | 1.5 | 1.9 | 1.6 | 2 | 2 | 2.3 | 2.3 | 2.6
Reliable Available Capacity | 3 | 2.6 | 3.1 | 2.7 | 3.1 | 2.7 | 3.5 | 3.2 | 3.9 | 3.6
Load | 3 | 2.6 | 3.2 | 2.8 | 3.3 | 2.9 | 3.5 | 3.2 | 3.7 | 3.4
Load Management | 0 | 0 | 0 | 0 | 0 | 0 | 0 | 0 | 0 | 0
Remaining Capacity | 0 | 0 | -0.1 | -0.1 | -0.2 | -0.2 | 0 | 0 | 0.2 | 0.2
Spare Capacity | 0.2 | 0.2 | 0.2 | 0.2 | 0.2 | 0.2 | 0.3 | 0.3 | 0.3 | 0.3
Margin Against Seasonal Peak Load | 0.2 | 0.1 | 0.2 | 0.1 | 0.2 | 0.1 | 0.2 | 0.1 | 0.2 | 0.1
Adequacy Reference Margin | 0.4 | 0.3 | 0.4 | 0.3 | 0.4 | 0.3 | 0.5 | 0.4 | 0.5 | 0.4
Import Capacity | 3.1 | 3 | 3.1 | 3 | 3.1 | 3 | 4.6 | 4.5 | 4.6 | 4.5
Export Capacity | 2.5 | 2.6 | 2.5 | 2.6 | 2.5 | 2.6 | 4 | 4.1 | 4 | 4.1

## HU (new)
ENTSO-E System Adequacy Forecast 2014 - 2025 ( Database: 20.05.2014 )
Country: | HUNGARY
National Representativeness Index (%): | 100
Generation Scenario: | Conservative Scenario A
insert datetime: | 03.02.2014 04:38:00
update datetime: | 06.02.2014 00:56:00
This data may not be used without mentioning the source: 'Data provided by ENTSO-E'
| 2014 |  | 2015 |  | 2016 |  | 2020 |  | 2025
National Power Data | January 19:00 pm | July 11:00 am | January 19:00 pm | July 11:00 am | January 19:00 pm | July 11:00 am | January 19:00 pm | July 11:00 am | January 19:00 pm | July 11:00 am
Nuclear Power | 1.89 | 1.89 | 1.89 | 1.89 | 1.89 | 1.89 | 1.89 | 1.89 | 1.89 | 1.89
Fossil Fuels | 6.04 | 6.04 | 5.61 | 5.61 | 5.14 | 5.14 | 4.24 | 4.24 | 3.96 | 3.96
Lignite | 0.81 | 0.81 | 0.81 | 0.81 | 0.81 | 0.81 | 0.81 | 0.81 | 0.68 | 0.68
Hard Coal | 0.49 | 0.49 | 0.09 | 0.09 | 0.08 | 0.08 | 0 | 0 | 0.08 | 0.08
Gas | 4.33 | 4.33 | 4.3 | 4.3 | 3.85 | 3.85 | 2.95 | 2.95 | 2.8 | 2.8
Oil | 0.41 | 0.41 | 0.41 | 0.41 | 0.41 | 0.41 | 0.41 | 0.41 | 0.41 | 0.41
Mixed Fuels | 0 | 0 | 0 | 0 | 0 | 0 | 0 | 0 | 0 | 0
Renewable Energy Sources (other than hydro) | 0.55 | 0.55 | 0.56 | 0.56 | 0.61 | 0.61 | 0.61 | 0.61 | 0.61 | 0.61
Wind | 0.33 | 0.33 | 0.33 | 0.33 | 0.33 | 0.33 | 0.33 | 0.33 | 0.33 | 0.33
of which onshore | 0.33 | 0.33 | 0.33 | 0.33 | 0.33 | 0.33 | 0.33 | 0.33 | 0.33 | 0.33
of which offshore | 0 | 0 | 0 | 0 | 0 | 0 | 0 | 0 | 0 | 0
Solar | 0 | 0 | 0.01 | 0.01 | 0.01 | 0.01 | 0.01 | 0.01 | 0.01 | 0.01
Biomass | 0.22 | 0.22 | 0.22 | 0.22 | 0.27 | 0.27 | 0.27 | 0.27 | 0.27 | 0.27
Hydro power (total) | 0.05 | 0.05 | 0.05 | 0.05 | 0.05 | 0.05 | 0.05 | 0.05 | 0.05 | 0.05
of which renewable hydro generation | 0.05 | 0.05 | 0.05 | 0.05 | 0.05 | 0.05 | 0.05 | 0.05 | 0.05 | 0.05
Not Clearly Identifiable Energy Sources | 0 | 0 | 0 | 0 | 0 | 0 | 0 | 0 | 0 | 0
Net generating Capacity | 8.53 | 8.53 | 8.11 | 8.11 | 7.69 | 7.69 | 6.79 | 6.79 | 6.51 | 6.51
Non-Usable Capacity | 1.98 | 2 | 0.9 | 1.1 | 0.9 | 1.1 | 0.9 | 1.1 | 0.9 | 1.1
Maintenance and Overhauls | 0.05 | 0.6 | 0.05 | 0.6 | 0.1 | 0.6 | 0.1 | 0.7 | 0.1 | 0.8
Outages | 0.09 | 0.02 | 0.2 | 0.2 | 0.2 | 0.2 | 0.25 | 0.25 | 0.25 | 0.25
System Service Reserve | 0.8 | 0.8 | 0.8 | 0.8 | 0.8 | 0.8 | 0.81 | 0.81 | 0.83 | 0.83
Unavailable Capacity | 2.92 | 3.42 | 1.95 | 2.7 | 2 | 2.7 | 2.06 | 2.86 | 2.08 | 2.98
Reliable Available Capacity | 5.61 | 5.11 | 6.16 | 5.41 | 5.69 | 4.99 | 4.73 | 3.93 | 4.43 | 3.53
Load | 5.55 | 5.3 | 5.71 | 5.35 | 5.76 | 5.41 | 6.1 | 5.8 | 6.4 | 6.2
Load Management | 0.1 | 0.1 | 0.1 | 0.1 | 0.1 | 0.1 | 0.1 | 0.1 | 0.1 | 0.1
Remaining Capacity | 0.16 | -0.09 | 0.55 | 0.15 | 0.02 | -0.32 | -1.27 | -1.77 | -1.88 | -2.58
Spare Capacity | 0.5 | 0.5 | 0.5 | 0.5 | 0.5 | 0.5 | 0.5 | 0.5 | 0.5 | 0.5
Margin Against Seasonal Peak Load | 0.25 | 0.2 | 0.17 | 0.21 | 0.17 | 0.21 | 0.18 | 0.23 | 0.2 | 0.2
Adequacy Reference Margin | 0.75 | 0.7 | 0.67 | 0.71 | 0.67 | 0.71 | 0.68 | 0.73 | 0.7 | 0.7
Import Capacity | 2.5 | 2.5 | 2.5 | 2.5 | 2.5 | 2.5 | 3.5 | 3.5 | 3.5 | 3.5
Export Capacity | 0.6 | 2 | 2 | 2 | 2 | 2 | 4.5 | 4.5 | 4.5 | 4.5

## IE (new)
ENTSO-E System Adequacy Forecast 2014 - 2025 ( Database: 20.05.2014 )
Country: | IRELAND
National Representativeness Index (%): | 100
Generation Scenario: | Conservative Scenario A
insert datetime: | 31.01.2014 17:16:00
update datetime: | 11.02.2014 18:07:00
This data may not be used without mentioning the source: 'Data provided by ENTSO-E'
| 2014 |  | 2015 |  | 2016 |  | 2020 |  | 2025
National Power Data | January 19:00 pm | July 11:00 am | January 19:00 pm | July 11:00 am | January 19:00 pm | July 11:00 am | January 19:00 pm | July 11:00 am | January 19:00 pm | July 11:00 am
Nuclear Power | 0 | 0 | 0 | 0 | 0 | 0 | 0 | 0 | 0 | 0
Fossil Fuels | 6.23 | 6.23 | 6.46 | 6.46 | 6.46 | 6.46 | 5.77 | 5.77 | 5.05 | 5.05
Lignite | 0.35 | 0.35 | 0.35 | 0.35 | 0.35 | 0.35 | 0.12 | 0.12 | 0 | 0
Hard Coal | 0.85 | 0.85 | 0.86 | 0.86 | 0.86 | 0.86 | 0.86 | 0.86 | 0.86 | 0.86
Gas | 3.75 | 3.75 | 4.18 | 4.18 | 4.18 | 4.18 | 3.72 | 3.72 | 3.72 | 3.72
Oil | 1.13 | 1.13 | 0.92 | 0.92 | 0.92 | 0.92 | 0.92 | 0.92 | 0.32 | 0.32
Mixed Fuels | 0.15 | 0.15 | 0.15 | 0.15 | 0.15 | 0.15 | 0.15 | 0.15 | 0.15 | 0.15
Renewable Energy Sources (other than hydro) | 2.23 | 2.23 | 2.71 | 2.71 | 2.81 | 2.81 | 3.18 | 3.18 | 3.58 | 3.58
Wind | 2.23 | 2.23 | 2.69 | 2.69 | 2.77 | 2.77 | 3.09 | 3.09 | 3.5 | 3.5
of which onshore | 2.2 | 2.2 | 2.66 | 2.66 | 2.75 | 2.75 | 3.07 | 3.07 | 3.47 | 3.47
of which offshore | 0.03 | 0.03 | 0.03 | 0.03 | 0.02 | 0.02 | 0.02 | 0.02 | 0.02 | 0.02
Solar | 0 | 0 | 0 | 0 | 0 | 0 | 0 | 0 | 0 | 0
Biomass | 0.01 | 0.01 | 0.02 | 0.02 | 0.03 | 0.03 | 0.08 | 0.08 | 0.08 | 0.08
Hydro power (total) | 0.53 | 0.53 | 0.53 | 0.53 | 0.53 | 0.53 | 0.53 | 0.53 | 0.53 | 0.53
of which renewable hydro generation | 0.24 | 0.24 | 0.24 | 0.24 | 0.24 | 0.24 | 0.24 | 0.24 | 0.24 | 0.24
Not Clearly Identifiable Energy Sources | 0 | 0 |  |  |  |  | 0 | 0 | 0 | 0
Net generating Capacity | 9 | 9 | 9.7 | 9.7 | 9.8 | 9.8 | 9.48 | 9.48 | 9.16 | 9.16
Non-Usable Capacity | 1.89 | 1.89 | 2.32 | 2.32 | 2.4 | 2.4 | 2.72 | 2.72 | 3.12 | 3.12
Maintenance and Overhauls | 0 | 0.5 | 0 | 0.5 |  | 0.5 | 0 | 0.5 | 0 | 0.5
Outages | 0.35 | 0.35 | 0.35 | 0.35 | 0.35 | 0.35 | 0.35 | 0.35 | 0.35 | 0.35
System Service Reserve | 0.5 | 0.5 | 0.5 | 0.5 | 0.5 | 0.5 | 0.38 | 0.38 | 0.38 | 0.38
Unavailable Capacity | 2.74 | 3.24 | 3.17 | 3.67 | 3.25 | 3.75 | 3.45 | 3.95 | 3.85 | 4.35
Reliable Available Capacity | 6.26 | 5.76 | 6.53 | 6.03 | 6.55 | 6.05 | 6.03 | 5.53 | 5.31 | 4.81
Load | 4.44 | 3.45 | 4.47 | 3.48 | 4.52 | 3.52 | 4.75 | 3.7 | 5.03 | 3.93
Load Management | 0.1 | 0 | 0.1 | 0 | 0.1 | 0 | 0.1 | 0 | 0.1 | 0
Remaining Capacity | 1.92 | 2.31 | 2.16 | 2.55 | 2.13 | 2.53 | 1.38 | 1.83 | 0.38 | 0.88
Spare Capacity | 0.32 | 0.32 | 0.32 | 0.32 | 0.32 | 0.32 | 0.32 | 0.32 | 0.32 | 0.32
Margin Against Seasonal Peak Load | 0.43 | 0.35 | 0.43 | 0.35 | 0.44 | 0.35 | 0.45 | 0.36 | 0.48 | 0.38
Adequacy Reference Margin | 0.75 | 0.67 | 0.75 | 0.67 | 0.76 | 0.67 | 0.77 | 0.68 | 0.8 | 0.7
Import Capacity | 0.8 | 0.8 | 0.8 | 0.8 | 0.8 | 0.8 | 1.6 | 1.6 | 1.6 | 1.6
Export Capacity | 0.8 | 0.8 | 0.8 | 0.8 | 0.8 | 0.8 | 1.6 | 1.6 | 1.6 | 1.6

## IS (new)
ENTSO-E System Adequacy Forecast 2014 - 2025 ( Database: 20.05.2014 )
Country: | ICELAND
National Representativeness Index (%): | 100
Generation Scenario: | Conservative Scenario A
insert datetime: | 10.02.2014 09:46:00
update datetime: | 10.02.2014 09:53:00
This data may not be used without mentioning the source: 'Data provided by ENTSO-E'
| 2014 |  | 2015 |  | 2016 |  | 2020 |  | 2025
National Power Data | January 19:00 pm | July 11:00 am | January 19:00 pm | July 11:00 am | January 19:00 pm | July 11:00 am | January 19:00 pm | July 11:00 am | January 19:00 pm | July 11:00 am
Nuclear Power
Fossil Fuels | 0.1 | 0.1 | 0.1 | 0.1 | 0.1 | 0.1 | 0.1 | 0.1 | 0.1 | 0.1
Lignite | 0 | 0 | 0 | 0 | 0 | 0 | 0 | 0 | 0 | 0
Hard Coal | 0 | 0 | 0 | 0 | 0 | 0 | 0 | 0 | 0 | 0
Gas | 0 | 0 | 0 | 0 | 0 | 0 | 0 | 0 | 0 | 0
Oil | 0 | 0 | 0 | 0 | 0 | 0 | 0 | 0 | 0 | 0
Mixed Fuels | 0.1 | 0.1 | 0.1 | 0.1 | 0.1 | 0.1 | 0.1 | 0.1 | 0.1 | 0.1
Renewable Energy Sources (other than hydro) | 0.66 | 0.55 | 0.75 | 0.6 | 0.8 | 0.65 | 0.9 | 0.75 | 0.9 | 0.75
Wind | 0 | 0 | 0 | 0 | 0 | 0 | 0 | 0 | 0 | 0
of which onshore | 0 | 0 | 0 | 0 | 0 | 0 | 0 | 0 | 0 | 0
of which offshore | 0 | 0 | 0 | 0 | 0 | 0 | 0 | 0 | 0 | 0
Solar | 0 | 0 | 0 | 0 | 0 | 0 | 0 | 0 | 0 | 0
Biomass | 0 | 0 | 0 | 0 | 0 | 0 | 0 | 0 | 0 | 0
Hydro power (total) | 1.84 | 1.6 | 1.93 | 1.7 | 1.95 | 1.7 | 2.1 | 1.9 | 2.1 | 1.9
of which renewable hydro generation | 0 | 0 | 0 | 0 | 0 | 0 | 0 | 0 | 0 | 0
Not Clearly Identifiable Energy Sources
Net generating Capacity | 2.6 | 2.25 | 2.78 | 2.4 | 2.85 | 2.45 | 3.1 | 2.75 | 3.1 | 2.75
Non-Usable Capacity | 0.03 | 0.03 | 0.03 | 0.03 | 0.03 | 0.03 | 0.05 | 0.05 | 0.05 | 0.05
Maintenance and Overhauls
Outages
System Service Reserve | 0.14 | 0.14 | 0.14 | 0.14 | 0.14 | 0.14 | 0.14 | 0.14 | 0.14 | 0.14
Unavailable Capacity | 0.17 | 0.17 | 0.17 | 0.17 | 0.17 | 0.17 | 0.19 | 0.19 | 0.19 | 0.19
Reliable Available Capacity | 2.43 | 2.08 | 2.61 | 2.23 | 2.68 | 2.28 | 2.91 | 2.56 | 2.91 | 2.56
Load | 2.2 | 1.9 | 2.3 | 1.85 | 2.35 | 1.89 | 2.4 | 1.95 | 2.4 | 1.95
Load Management | 0.1 | 0.1 | 0.1 | 0.1 | 0.1 | 0.1 | 0.1 | 0.1 | 0.1 | 0.1
Remaining Capacity | 0.33 | 0.28 | 0.41 | 0.48 | 0.43 | 0.49 | 0.61 | 0.71 | 0.61 | 0.71
Spare Capacity | 0.13 | 0.1 | 0.14 | 0.12 | 0.14 | 0.13 | 0.16 | 0.14 | 0.16 | 0.14
Margin Against Seasonal Peak Load | 0.3 | 0.5 | 0.3 | 0.5 | 0.35 | 0.55 | 0.55 | 0.4 | 0.55 | 0.4
Adequacy Reference Margin | 0.43 | 0.6 | 0.44 | 0.62 | 0.49 | 0.68 | 0.71 | 0.54 | 0.71 | 0.54
Import Capacity | 0 | 0 | 0 | 0 | 0 | 0 | 0 | 0 | 0 | 0
Export Capacity | 0 | 0 | 0 | 0 | 0 | 0 | 0 | 0 | 0 | 0

## IT (new)
ENTSO-E System Adequacy Forecast 2014 - 2025 ( Database: 20.05.2014 )
Country: | ITALY
National Representativeness Index (%): | 100
Generation Scenario: | Conservative Scenario A
insert datetime: | 17.01.2014 16:13:00
update datetime: | 13.02.2014 16:04:00
This data may not be used without mentioning the source: 'Data provided by ENTSO-E'
| 2014 |  | 2015 |  | 2016 |  | 2020 |  | 2025
National Power Data | January 19:00 pm | July 11:00 am | January 19:00 pm | July 11:00 am | January 19:00 pm | July 11:00 am | January 19:00 pm | July 11:00 am | January 19:00 pm | July 11:00 am
Nuclear Power | 0 | 0 | 0 | 0 | 0 | 0 | 0 | 0 | 0 | 0
Fossil Fuels | 67.43 | 67.43 | 67.43 | 67.43 | 65.78 | 65.78 | 65.82 | 65.82 | 65.82 | 65.82
Lignite | 0 | 0 | 0 | 0 | 0 | 0 | 0 | 0 | 0 | 0
Hard Coal | 8.36 | 8.36 | 8.36 | 8.36 | 8.36 | 8.36 | 8.22 | 8.22 | 8.22 | 8.22
Gas | 41.64 | 41.64 | 41.64 | 41.64 | 41.64 | 41.64 | 42.07 | 42.07 | 42.07 | 42.07
Oil | 6.86 | 6.86 | 6.86 | 6.86 | 6.86 | 6.86 | 6.61 | 6.61 | 6.61 | 6.61
Mixed Fuels | 10.57 | 10.57 | 10.57 | 10.57 | 8.92 | 8.92 | 8.92 | 8.92 | 8.92 | 8.92
Renewable Energy Sources (other than hydro) | 32.04 | 32.34 | 33.63 | 33.93 | 35.37 | 35.67 | 39.69 | 39.99 | 45.49 | 45.79
Wind | 8.83 | 8.83 | 9.6 | 9.6 | 10.5 | 10.5 | 12.42 | 12.42 | 15.22 | 15.22
of which onshore | 8.83 | 8.83 | 9.6 | 9.6 | 10.5 | 10.5 | 12.42 | 12.42 | 15.22 | 15.22
of which offshore | 0 | 0 | 0 | 0 | 0 | 0 | 0 | 0 | 0 | 0
Solar | 18.38 | 18.68 | 18.98 | 19.28 | 19.58 | 19.88 | 21.98 | 22.28 | 24.98 | 25.28
Biomass | 4 | 4 | 4.2 | 4.2 | 4.4 | 4.4 | 4.4 | 4.4 | 4.4 | 4.4
Hydro power (total) | 21.9 | 21.9 | 21.96 | 21.96 | 22.03 | 22.03 | 22.03 | 22.03 | 22.03 | 22.03
of which renewable hydro generation | 16.8 | 16.8 | 16.8 | 16.8 | 16.8 | 16.8 | 16.8 | 16.8 | 16.8 | 16.8
Not Clearly Identifiable Energy Sources | 0 | 0 | 0 | 0 | 0 | 0 | 0 | 0 | 0 | 0
Net generating Capacity | 121.37 | 121.67 | 123.02 | 123.32 | 123.18 | 123.48 | 127.54 | 127.84 | 133.34 | 133.64
Non-Usable Capacity | 31.72 | 22.58 | 32.9 | 23.55 | 34.18 | 24.65 | 38.02 | 27.43 | 40.97 | 29.14
Maintenance and Overhauls | 6.07 | 6.07 | 6.15 | 6.17 | 6.16 | 6.17 | 6.38 | 6.39 | 6.67 | 6.68
Outages | 4.85 | 4.86 | 4.92 | 4.93 | 4.93 | 4.94 | 5.1 | 5.11 | 5.33 | 5.35
System Service Reserve | 4.85 | 4.86 | 4.92 | 4.93 | 4.93 | 4.94 | 5.1 | 5.11 | 5.33 | 5.35
Unavailable Capacity | 47.49 | 38.37 | 48.89 | 39.58 | 50.2 | 40.7 | 54.6 | 44.04 | 58.3 | 46.52
Reliable Available Capacity | 73.88 | 83.3 | 74.13 | 83.74 | 72.98 | 82.78 | 72.94 | 83.8 | 75.04 | 87.12
Load | 50.16 | 51.51 | 50.44 | 51.89 | 50.71 | 52.27 | 54.74 | 58.48 | 59.96 | 65.8
Load Management | 4 | 4 | 4 | 4 | 4 | 4 | 4 | 4 | 4 | 4
Remaining Capacity | 27.72 | 35.79 | 27.69 | 35.85 | 26.27 | 34.51 | 22.2 | 29.32 | 19.08 | 25.32
Spare Capacity | 6.06 | 6.07 | 6.15 | 6.7 | 6.16 | 6.17 | 6.38 | 6.39 | 6.67 | 6.68
Margin Against Seasonal Peak Load | 6.1 | 6 | 6.1 | 6 | 6.1 | 6 | 6.1 | 6 | 6.1 | 6
Adequacy Reference Margin | 12.16 | 12.07 | 12.25 | 12.7 | 12.26 | 12.17 | 12.48 | 12.39 | 12.77 | 12.68
Import Capacity | 8.4 | 6.7 | 8.4 | 6.7 | 8.4 | 6.7 | 9.3 | 8.1 | 11.5 | 10
Export Capacity | 3.6 | 3 | 3.6 | 3 | 3.6 | 3 | 4.6 | 4.1 | 5.4 | 4.7

## LT (new)
ENTSO-E System Adequacy Forecast 2014 - 2025 ( Database: 20.05.2014 )
Country: | LITHUANIA
National Representativeness Index (%): | 100
Generation Scenario: | Conservative Scenario A
insert datetime: | 20.01.2014 08:41:00
update datetime: | 31.01.2014 13:49:00
This data may not be used without mentioning the source: 'Data provided by ENTSO-E'
| 2014 |  | 2015 |  | 2016 |  | 2020 |  | 2025
National Power Data | January 19:00 pm | July 11:00 am | January 19:00 pm | July 11:00 am | January 19:00 pm | July 11:00 am | January 19:00 pm | July 11:00 am | January 19:00 pm | July 11:00 am
Nuclear Power | 0 | 0 | 0 | 0 | 0 | 0 | 0 | 0 | 0 | 0
Fossil Fuels | 2.6 | 2.59 | 2.59 | 2.59 | 2.32 | 2.32 | 2.26 | 2.26 | 1.17 | 1.17
Lignite | 0 | 0 | 0 | 0 | 0 | 0 | 0 | 0 | 0 | 0
Hard Coal | 0 | 0 | 0 | 0 | 0 | 0 | 0 | 0 | 0 | 0
Gas | 0.55 | 0.55 | 0.55 | 0.55 | 0.55 | 0.55 | 0.55 | 0.55 | 0.55 | 0.55
Oil | 0 | 0 | 0 | 0 | 0 | 0 | 0 | 0 | 0 | 0
Mixed Fuels | 2.05 | 2.04 | 2.04 | 2.04 | 1.77 | 1.77 | 1.71 | 1.71 | 0.62 | 0.62
Renewable Energy Sources (other than hydro) | 0.44 | 0.44 | 0.55 | 0.55 | 0.66 | 0.66 | 0.68 | 0.68 | 0.68 | 0.68
Wind | 0.28 | 0.28 | 0.39 | 0.39 | 0.5 | 0.5 | 0.5 | 0.5 | 0.5 | 0.5
of which onshore | 0.28 | 0.28 | 0.39 | 0.39 | 0.5 | 0.5 | 0.5 | 0.5 | 0.5 | 0.5
of which offshore | 0 | 0 | 0 | 0 | 0 | 0 | 0 | 0 | 0 | 0
Solar | 0.07 | 0.07 | 0.07 | 0.07 | 0.07 | 0.07 | 0.07 | 0.07 | 0.07 | 0.07
Biomass | 0.09 | 0.09 | 0.09 | 0.09 | 0.09 | 0.09 | 0.11 | 0.11 | 0.11 | 0.11
Hydro power (total) | 0.88 | 0.88 | 0.88 | 0.88 | 0.88 | 0.88 | 0.89 | 0.89 | 0.89 | 0.89
of which renewable hydro generation | 0.12 | 0.12 | 0.12 | 0.12 | 0.12 | 0.12 | 0.13 | 0.13 | 0.13 | 0.13
Not Clearly Identifiable Energy Sources | 0 | 0 | 0 | 0 | 0 | 0 | 0 | 0 | 0 | 0
Net generating Capacity | 3.92 | 3.91 | 4.02 | 4.02 | 3.86 | 3.86 | 3.83 | 3.83 | 2.74 | 2.74
Non-Usable Capacity | 1.64 | 1.67 | 1.75 | 1.77 | 1.86 | 1.88 | 1.86 | 1.88 | 1.86 | 1.88
Maintenance and Overhauls | 0 | 0.73 | 0 | 0.73 | 0 | 0.59 | 0 | 0.57 | 0 | 0.3
Outages | 0 | 0 | 0 | 0 | 0 | 0 | 0 | 0 | 0 | 0
System Service Reserve | 0.05 | 0.05 | 0.05 | 0.05 | 0.05 | 0.05 | 0.08 | 0.08 | 0.08 | 0.08
Unavailable Capacity | 1.69 | 2.45 | 1.8 | 2.55 | 1.91 | 2.52 | 1.94 | 2.53 | 1.94 | 2.26
Reliable Available Capacity | 2.23 | 1.46 | 2.22 | 1.47 | 1.95 | 1.34 | 1.89 | 1.3 | 0.8 | 0.48
Load | 1.62 | 1.46 | 1.74 | 1.5 | 1.78 | 1.53 | 1.91 | 1.65 | 2.13 | 1.83
Load Management | 0 | 0 | 0 | 0 | 0 | 0 | 0 | 0 | 0 | 0
Remaining Capacity | 0.61 | 0 | 0.48 | -0.03 | 0.17 | -0.19 | -0.02 | -0.35 | -1.33 | -1.35
Spare Capacity | 0.45 | 0.45 | 0.45 | 0.45 | 0.7 | 0.7 | 0.7 | 0.7 | 0.7 | 0.7
Margin Against Seasonal Peak Load | 0.26 | 0.04 | 0.19 | 0.04 | 0.19 | 0.04 | 0.21 | 0.04 | 0.22 | 0.05
Adequacy Reference Margin | 0.71 | 0.49 | 0.64 | 0.49 | 0.89 | 0.74 | 0.91 | 0.74 | 0.92 | 0.75
Import Capacity | 1.3 | 1.3 | 1.3 | 1.3 | 2.5 | 2.5 | 3 | 3 | 4.35 | 4.35
Export Capacity | 1.45 | 1.5 | 1.45 | 1.5 | 2.65 | 2.7 | 3.15 | 3.2 | 4.4 | 4.45

## LU (new)
ENTSO-E System Adequacy Forecast 2014 - 2025 ( Database: 20.05.2014 )
Country: | LUXEMBURG
National Representativeness Index (%): | 100
Generation Scenario: | Conservative Scenario A
insert datetime: | 31.01.2014 14:59:00
update datetime: | 31.01.2014 15:31:00
This data may not be used without mentioning the source: 'Data provided by ENTSO-E'
| 2014 |  | 2015 |  | 2016 |  | 2020 |  | 2025
National Power Data | January 19:00 pm | July 11:00 am | January 19:00 pm | July 11:00 am | January 19:00 pm | July 11:00 am | January 19:00 pm | July 11:00 am | January 19:00 pm | July 11:00 am
Nuclear Power | 0 | 0 | 0 | 0 |  |  |  |  | 0 | 0
Fossil Fuels | 0.5 | 0.5 | 0.51 | 0.51 | 0.52 | 0.52 | 0.53 | 0.53 | 0.53 | 0.53
Lignite | 0 | 0 | 0 | 0 | 0 | 0 | 0 | 0 | 0 | 0
Hard Coal | 0 | 0 | 0 | 0 | 0 | 0 | 0 | 0 | 0 | 0
Gas | 0.5 | 0.5 | 0.51 | 0.51 | 0.52 | 0.52 | 0.53 | 0.53 | 0.53 | 0.53
Oil | 0 | 0 | 0 | 0 | 0 | 0 | 0 | 0 | 0 | 0
Mixed Fuels | 0 | 0 | 0 | 0 | 0 | 0 | 0 | 0 | 0 | 0
Renewable Energy Sources (other than hydro) | 0.06 | 0.1 | 0.08 | 0.12 | 0.12 | 0.12 | 0.19 | 0.19 | 0.11 | 0.17
Wind | 0.04 | 0.04 | 0.06 | 0.06 | 0.06 | 0.06 | 0.13 | 0.13 | 0.09 | 0.09
of which onshore | 0.04 | 0.04 | 0.06 | 0.06 | 0.06 | 0.06 | 0.13 | 0.13 | 0.09 | 0.09
of which offshore | 0 | 0 | 0 | 0 | 0 | 0 | 0 | 0 | 0 | 0
Solar | 0 | 0.04 | 0 | 0.04 | 0.04 | 0.04 | 0.04 | 0.04 | 0 | 0.06
Biomass | 0.02 | 0.02 | 0.02 | 0.02 | 0.02 | 0.02 | 0.02 | 0.02 | 0.02 | 0.02
Hydro power (total) | 1.13 | 1.13 | 1.33 | 1.33 | 1.33 | 1.33 | 1.33 | 1.33 | 1.33 | 1.33
of which renewable hydro generation | 0 | 0 | 0 | 0 |  |  |  |  | 0 | 0
Not Clearly Identifiable Energy Sources | 0 | 0 | 0 | 0
Net generating Capacity | 1.69 | 1.73 | 1.92 | 1.96 | 1.97 | 1.97 | 2.05 | 2.05 | 1.97 | 2.03
Non-Usable Capacity | 0.01 | 0.01 | 0.01 | 0.01 | 0.01 | 0.01 | 0.01 | 0.01 | 0.01 | 0.01
Maintenance and Overhauls | 0.1 | 0.1 | 0.1 | 0.1 | 0.1 | 0.1 | 0.1 | 0.1 | 0.1 | 0.1
Outages | 0.01 | 0.01 | 0.01 | 0.01 | 0.01 | 0.01 | 0.01 | 0.01 | 0.01 | 0.01
System Service Reserve | 0 | 0 | 0 | 0 |  |  |  |  | 0 | 0
Unavailable Capacity | 0.12 | 0.12 | 0.12 | 0.12 | 0.12 | 0.12 | 0.12 | 0.12 | 0.12 | 0.12
Reliable Available Capacity | 1.57 | 1.61 | 1.8 | 1.84 | 1.85 | 1.85 | 1.93 | 1.93 | 1.85 | 1.91
Load | 1.06 | 0.93 | 1.07 | 0.95 | 1.19 | 1.1 | 1.3 | 1.22 | 1.31 | 1.21
Load Management | 0.02 | 0.02 | 0.02 | 0.02 | 0.02 | 0.02 | 0.6 | 0.7 | 0.02 | 0.02
Remaining Capacity | 0.53 | 0.7 | 0.75 | 0.91 | 0.68 | 0.77 | 1.23 | 1.41 | 0.56 | 0.72
Spare Capacity | 0 | 0 | 0 | 0
Margin Against Seasonal Peak Load | 0.04 | 0.12 | 0.04 | 0.12 | 0.04 | 0.12 | 0.04 | 0.13 | 0.04 | 0.13
Adequacy Reference Margin | 0.04 | 0.12 | 0.04 | 0.12 | 0.04 | 0.12 | 0.04 | 0.13 | 0.04 | 0.13
Import Capacity | 4.14 | 4.14 | 4.14 | 4.14 | 4.54 | 4.54 | 5.14 | 5.14 | 5.14 | 5.14
Export Capacity | 3.94 | 3.94 | 3.94 | 3.94 | 4.34 | 4.34 | 4.94 | 4.94 | 4.94 | 4.94

## LV (new)
ENTSO-E System Adequacy Forecast 2014 - 2025 ( Database: 20.05.2014 )
Country: | LATVIA
National Representativeness Index (%): | 100
Generation Scenario: | Conservative Scenario A
insert datetime: | 28.01.2014 11:18:00
update datetime: | 31.01.2014 10:50:00
This data may not be used without mentioning the source: 'Data provided by ENTSO-E'
| 2014 |  | 2015 |  | 2016 |  | 2020 |  | 2025
National Power Data | January 19:00 pm | July 11:00 am | January 19:00 pm | July 11:00 am | January 19:00 pm | July 11:00 am | January 19:00 pm | July 11:00 am | January 19:00 pm | July 11:00 am
Nuclear Power | 0 | 0 | 0 | 0 | 0 | 0 | 0 | 0 | 0 | 0
Fossil Fuels | 1.12 | 1.12 | 1.12 | 1.12 | 1.12 | 1.12 | 1.13 | 1.13 | 1.13 | 1.13
Lignite | 0 | 0 | 0 | 0 | 0 | 0 | 0 | 0 | 0 | 0
Hard Coal | 0 | 0 | 0 | 0 | 0 | 0 | 0 | 0 | 0 | 0
Gas | 1.03 | 1.03 | 1.03 | 1.03 | 1.03 | 1.03 | 1.03 | 1.03 | 1.03 | 1.03
Oil | 0 | 0 | 0 | 0 | 0 | 0 | 0 | 0 | 0 | 0
Mixed Fuels | 0.09 | 0.09 | 0.09 | 0.09 | 0.09 | 0.09 | 0.1 | 0.1 | 0.1 | 0.1
Renewable Energy Sources (other than hydro) | 0.2 | 0.2 | 0.26 | 0.26 | 0.3 | 0.3 | 0.48 | 0.48 | 0.73 | 0.73
Wind | 0.1 | 0.1 | 0.15 | 0.15 | 0.19 | 0.19 | 0.36 | 0.36 | 0.56 | 0.56
of which onshore | 0.1 | 0.1 | 0.15 | 0.15 | 0.19 | 0.19 | 0.29 | 0.29 | 0.39 | 0.39
of which offshore | 0 | 0 | 0 | 0 | 0 | 0 | 0.07 | 0.07 | 0.17 | 0.17
Solar | 0 | 0 | 0 | 0 | 0 | 0 | 0 | 0 | 0.01 | 0.01
Biomass | 0.1 | 0.1 | 0.11 | 0.11 | 0.11 | 0.11 | 0.12 | 0.12 | 0.16 | 0.16
Hydro power (total) | 1.58 | 1.58 | 1.58 | 1.58 | 1.59 | 1.59 | 1.61 | 1.61 | 1.61 | 1.61
of which renewable hydro generation | 1.58 | 1.58 | 1.58 | 1.58 | 1.59 | 1.59 | 1.61 | 1.61 | 1.61 | 1.61
Not Clearly Identifiable Energy Sources | 0 | 0 | 0 | 0 | 0 | 0 | 0 | 0 | 0 | 0
Net generating Capacity | 2.9 | 2.9 | 2.96 | 2.96 | 3.01 | 3.01 | 3.22 | 3.22 | 3.47 | 3.47
Non-Usable Capacity | 0.7 | 0.8 | 0.7 | 0.9 | 0.7 | 0.9 | 0.7 | 0.9 | 0.7 | 0.9
Maintenance and Overhauls | 0.2 | 0.5 | 0.2 | 0.5 | 0.2 | 0.5 | 0.2 | 0.5 | 0.2 | 0.5
Outages | 0.06 | 0.06 | 0.06 | 0.06 | 0.06 | 0.06 | 0.06 | 0.06 | 0.06 | 0.06
System Service Reserve | 0.1 | 0.1 | 0.1 | 0.1 | 0.1 | 0.1 | 0.1 | 0.1 | 0.1 | 0.1
Unavailable Capacity | 1.06 | 1.46 | 1.06 | 1.56 | 1.06 | 1.56 | 1.06 | 1.56 | 1.06 | 1.56
Reliable Available Capacity | 1.84 | 1.44 | 1.9 | 1.4 | 1.95 | 1.45 | 2.16 | 1.66 | 2.41 | 1.91
Load | 1.43 | 0.72 | 1.45 | 0.74 | 1.48 | 0.75 | 1.61 | 0.81 | 1.78 | 0.91
Load Management | 0 | 0 | 0 | 0 | 0 | 0 | 0 | 0 | 0 | 0
Remaining Capacity | 0.41 | 0.72 | 0.45 | 0.66 | 0.47 | 0.7 | 0.55 | 0.85 | 0.63 | 1
Spare Capacity |  |  | 0 | 0
Margin Against Seasonal Peak Load | 0 | 0 | 0 | 0
Adequacy Reference Margin | 0 | 0 | 0 | 0 | 0 | 0 | 0 | 0 | 0 | 0
Import Capacity | 1.39 | 1.26 | 1.39 | 1.51 | 1.39 | 1.26 | 2.75 | 2.75 | 2.75 | 2.75
Export Capacity | 1.94 | 1.51 | 1.94 | 1.26 | 1.94 | 1.51 | 2.5 | 2.5 | 2.5 | 2.5

## ME (new)
ENTSO-E System Adequacy Forecast 2014 - 2025 ( Database: 20.05.2014 )
Country: | MONTENEGRO
National Representativeness Index (%):
Generation Scenario: | Conservative Scenario A
insert datetime: | 30.01.2014 12:23:00
update datetime: | 10.02.2014 10:56:00
This data may not be used without mentioning the source: 'Data provided by ENTSO-E'
| 2014 |  | 2015 |  | 2016 |  | 2020 |  | 2025
National Power Data | January 19:00 pm | July 11:00 am | January 19:00 pm | July 11:00 am | January 19:00 pm | July 11:00 am | January 19:00 pm | July 11:00 am | January 19:00 pm | July 11:00 am
Nuclear Power
Fossil Fuels | 0.21 | 0.21 | 0.21 | 0.21 | 0.21 | 0.21 | 0.21 | 0.21 | 0.21 | 0.21
Lignite | 0.21 | 0.21 | 0.21 | 0.21 | 0.21 | 0.21 | 0.21 | 0.21 | 0.21 | 0.21
Hard Coal | 0 | 0 | 0 | 0 | 0 | 0 | 0 | 0 | 0 | 0
Gas | 0 | 0 | 0 | 0 | 0 | 0 | 0 | 0 | 0 | 0
Oil | 0 | 0 | 0 | 0 | 0 | 0 | 0 | 0 | 0 | 0
Mixed Fuels | 0 | 0 | 0 | 0 | 0 | 0 | 0 | 0 | 0 | 0
Renewable Energy Sources (other than hydro) | 0 | 0 | 0.05 | 0.05 | 0.12 | 0.12 | 0.12 | 0.12 | 0.27 | 0.27
Wind | 0 | 0 | 0.05 | 0.05 | 0.12 | 0.12 | 0.12 | 0.12 | 0.27 | 0.27
of which onshore | 0 | 0 | 0.05 | 0.05 | 0.12 | 0.12 | 0.12 | 0.12 | 0.27 | 0.27
of which offshore | 0 | 0 | 0 | 0 | 0 | 0 | 0 | 0 | 0 | 0
Solar | 0 | 0 | 0 | 0 | 0 | 0 | 0 | 0 | 0 | 0
Biomass | 0 | 0 | 0 | 0 | 0 | 0 | 0 | 0 | 0 | 0
Hydro power (total) | 0.65 | 0.65 | 0.65 | 0.65 | 0.71 | 0.71 | 0.73 | 0.73 | 0.73 | 0.73
of which renewable hydro generation | 0 | 0 | 0 | 0 | 0 | 0 | 0 | 0 | 0 | 0
Not Clearly Identifiable Energy Sources
Net generating Capacity | 0.86 | 0.86 | 0.91 | 0.91 | 1.04 | 1.04 | 1.06 | 1.06 | 1.21 | 1.21
Non-Usable Capacity
Maintenance and Overhauls |  | 0.05 |  | 0.05 |  | 0.06 |  | 0.1 |  | 0.1
Outages
System Service Reserve | 0.1 | 0.1 | 0.1 | 0.1 | 0.1 | 0.1 | 0.1 | 0.1 | 0.15 | 0.15
Unavailable Capacity | 0.1 | 0.15 | 0.1 | 0.15 | 0.1 | 0.16 | 0.1 | 0.2 | 0.15 | 0.25
Reliable Available Capacity | 0.76 | 0.71 | 0.81 | 0.76 | 0.94 | 0.88 | 0.96 | 0.86 | 1.06 | 0.96
Load | 0.5 | 0.4 | 0.5 | 0.4 | 0.55 | 0.48 | 0.8 | 0.5 | 0.85 | 0.55
Load Management
Remaining Capacity | 0.26 | 0.31 | 0.31 | 0.36 | 0.39 | 0.4 | 0.16 | 0.36 | 0.21 | 0.41
Spare Capacity | 0.05 | 0.05 | 0.05 | 0.05 | 0.05 | 0.05 | 0.05 | 0.05 | 0.1 | 0.1
Margin Against Seasonal Peak Load | 0.05 | 0.1 | 0.05 | 0.1 | 0.05 | 0.1 | 0.18 | 0.15 | 0.05 | 0.1
Adequacy Reference Margin | 0.1 | 0.15 | 0.1 | 0.15 | 0.1 | 0.15 | 0.23 | 0.2 | 0.15 | 0.2
Import Capacity | 1.6 | 1.6 | 1.6 | 1.6 | 1.8 | 1.8 | 2.8 | 2.8 | 3.2 | 3.2
Export Capacity | 1.6 | 1.6 | 1.6 | 1.6 | 1.8 | 1.8 | 2.8 | 2.8 | 3.2 | 3.2

## MK (new)
ENTSO-E System Adequacy Forecast 2014 - 2025 ( Database: 20.05.2014 )
Country: | FYR OF MACEDONIA
National Representativeness Index (%): | 100
Generation Scenario: | Conservative Scenario A
insert datetime: | 15.01.2014 11:11:00
update datetime: | 11.02.2014 13:03:00
This data may not be used without mentioning the source: 'Data provided by ENTSO-E'
| 2014 |  | 2015 |  | 2016 |  | 2020 |  | 2025
National Power Data | January 19:00 pm | July 11:00 am | January 19:00 pm | July 11:00 am | January 19:00 pm | July 11:00 am | January 19:00 pm | July 11:00 am | January 19:00 pm | July 11:00 am
Nuclear Power | 0 | 0 | 0 | 0 |  |  | 0 | 0
Fossil Fuels | 1.16 | 1.16 | 1.16 | 1.16 | 1.16 | 1.16 | 1.16 | 1.16 | 1.16 | 1.16
Lignite | 0.73 | 0.73 | 0.73 | 0.73 | 0.73 | 0.73 | 0.73 | 0.73 | 0.73 | 0.73
Hard Coal | 0 | 0 | 0 | 0 | 0 | 0 | 0 | 0 | 0 | 0
Gas | 0.23 | 0.23 | 0.23 | 0.23 | 0.23 | 0.23 | 0.23 | 0.23 | 0 | 0
Oil | 0.2 | 0.2 | 0.2 | 0.2 | 0.2 | 0.2 | 0.2 | 0.2 | 0.23 | 0.23
Mixed Fuels | 0 | 0 | 0 | 0 | 0 | 0 | 0 | 0 | 0.2 | 0.2
Renewable Energy Sources (other than hydro) | 0.08 | 0.08 | 0.08 | 0.08 | 0.11 | 0.11 | 0.2 | 0.2 | 0.25 | 0.25
Wind | 0.04 | 0.04 | 0.04 | 0.04 | 0.07 | 0.07 | 0.1 | 0.1 | 0.15 | 0.15
of which onshore | 0.04 | 0.04 | 0.04 | 0.04 | 0.07 | 0.07 | 0.1 | 0.1 | 0.15 | 0.15
of which offshore | 0 | 0 | 0 | 0 | 0 | 0 | 0 | 0 | 0 | 0
Solar | 0.01 | 0.01 | 0.01 | 0.01 | 0.02 | 0.02 | 0.02 | 0.02 | 0.02 | 0.02
Biomass | 0.03 | 0.03 | 0.03 | 0.03 | 0.03 | 0.03 | 0.08 | 0.08 | 0.08 | 0.08
Hydro power (total) | 0.68 | 0.68 | 0.72 | 0.72 | 0.73 | 0.73 | 0.81 | 0.81 | 0.81 | 0.81
of which renewable hydro generation | 0.1 | 0.1 | 0.15 | 0.15 | 0.16 | 0.16 | 0.16 | 0.16 | 0.16 | 0.16
Not Clearly Identifiable Energy Sources
Net generating Capacity | 1.92 | 1.92 | 1.95 | 1.95 | 2 | 2 | 2.17 | 2.17 | 2.22 | 2.22
Non-Usable Capacity | 0.13 | 0.19 | 0.13 | 0.19 | 0.16 | 0.22 | 0.22 | 0.25 | 0.22 | 0.25
Maintenance and Overhauls |  | 0.2 | 0 | 0.2 | 0 | 0.2 |  | 0.2 |  | 0.2
Outages |  |  | 0 | 0
System Service Reserve | 0.25 | 0.25 | 0.26 | 0.26 | 0.26 | 0.26 | 0.26 | 0.26 | 0.26 | 0.26
Unavailable Capacity | 0.38 | 0.64 | 0.39 | 0.65 | 0.42 | 0.68 | 0.48 | 0.71 | 0.48 | 0.71
Reliable Available Capacity | 1.54 | 1.28 | 1.56 | 1.3 | 1.58 | 1.32 | 1.69 | 1.46 | 1.74 | 1.51
Load | 1.35 | 1.26 | 1.43 | 1.33 | 1.44 | 1.34 | 1.48 | 1.38 | 1.47 | 1.48
Load Management
Remaining Capacity | 0.19 | 0.02 | 0.13 | -0.03 | 0.14 | -0.02 | 0.21 | 0.08 | 0.27 | 0.03
Spare Capacity
Margin Against Seasonal Peak Load
Adequacy Reference Margin | 0 | 0 | 0 | 0 | 0 | 0 | 0 | 0 | 0 | 0
Import Capacity | 1.26 | 1.26 | 3.06 | 3.06 | 3.06 | 3.06 | 2.36 | 2.36 | 2.36 | 2.36
Export Capacity | 1.05 | 1.05 | 2.03 | 2.03 | 2.03 | 2.03 | 2.33 | 2.33 | 2.33 | 2.33

## NI (new)
ENTSO-E System Adequacy Forecast 2014 - 2025 ( Database: 20.05.2014 )
Country: | GB NORTHERN IRELAND
National Representativeness Index (%): | 100
Generation Scenario: | Conservative Scenario A
insert datetime: | 04.02.2014 11:08:00
update datetime: | 04.02.2014 11:38:00
This data may not be used without mentioning the source: 'Data provided by ENTSO-E'
| 2014 |  | 2015 |  | 2016 |  | 2020 |  | 2025
National Power Data | January 19:00 pm | July 11:00 am | January 19:00 pm | July 11:00 am | January 19:00 pm | July 11:00 am | January 19:00 pm | July 11:00 am | January 19:00 pm | July 11:00 am
Nuclear Power | 0 | 0 | 0 | 0 | 0 | 0 | 0 | 0 | 0 | 0
Fossil Fuels | 2.24 | 2.24 | 2.25 | 2.25 | 1.74 | 1.74 | 1.74 | 1.74 | 1.74 | 1.74
Lignite | 0 | 0 | 0 | 0 | 0 | 0 | 0 | 0 | 0 | 0
Hard Coal | 0.35 | 0.35 | 0.35 | 0.35 | 0.35 | 0.35 | 0.35 | 0.35 | 0.35 | 0.35
Gas | 1.51 | 1.51 | 1.51 | 1.51 | 1 | 1 | 1 | 1 | 1 | 1
Oil | 0.38 | 0.38 | 0.39 | 0.39 | 0.39 | 0.39 | 0.39 | 0.39 | 0.39 | 0.39
Mixed Fuels | 0 | 0 | 0 | 0 | 0 | 0 | 0 | 0 | 0 | 0
Renewable Energy Sources (other than hydro) | 0.62 | 0.62 | 0.65 | 0.65 | 0.68 | 0.68 | 0.85 | 0.85 | 1.25 | 1.25
Wind | 0.62 | 0.62 | 0.65 | 0.65 | 0.68 | 0.68 | 0.85 | 0.85 | 1.25 | 1.25
of which onshore | 0.62 | 0.62 | 0.65 | 0.65 | 0.68 | 0.68 | 0.75 | 0.75 | 0.95 | 0.95
of which offshore | 0 | 0 | 0 | 0 | 0 | 0 | 0.1 | 0.1 | 0.3 | 0.3
Solar | 0 | 0 | 0 | 0 | 0 | 0 | 0 | 0 | 0 | 0
Biomass | 0 | 0 | 0 | 0 | 0 | 0 | 0 | 0 | 0 | 0
Hydro power (total) | 0 | 0 | 0 | 0 | 0 | 0 | 0 | 0 | 0 | 0
of which renewable hydro generation | 0 | 0 | 0 | 0 | 0 | 0 | 0 | 0 | 0 | 0
Not Clearly Identifiable Energy Sources | 0 | 0 | 0 | 0 | 0 | 0 | 0 | 0 | 0 | 0
Net generating Capacity | 2.86 | 2.86 | 2.9 | 2.9 | 2.42 | 2.42 | 2.59 | 2.59 | 2.99 | 2.99
Non-Usable Capacity | 0.49 | 0.49 | 0.52 | 0.52 | 0.55 | 0.55 | 0.79 | 0.79 | 1.18 | 1.18
Maintenance and Overhauls | 0 | 0 | 0 | 0 | 0 | 0 | 0 | 0 | 0 | 0
Outages | 0 | 0 | 0 | 0 | 0 | 0 | 0 | 0 | 0 | 0
System Service Reserve | 0.4 | 0.4 | 0.4 | 0.4 | 0.4 | 0.4 | 0.13 | 0.13 | 0.13 | 0.13
Unavailable Capacity | 0.89 | 0.89 | 0.92 | 0.92 | 0.95 | 0.95 | 0.92 | 0.92 | 1.31 | 1.31
Reliable Available Capacity | 1.97 | 1.97 | 1.98 | 1.98 | 1.47 | 1.47 | 1.67 | 1.67 | 1.68 | 1.68
Load | 1.64 | 1.1 | 1.64 | 1.11 | 1.65 | 1.11 | 1.69 | 1.14 | 1.74 | 1.18
Load Management | 0 | 0 | 0 | 0 | 0 | 0 | 0 | 0 | 0 | 0
Remaining Capacity | 0.33 | 0.87 | 0.34 | 0.87 | -0.18 | 0.36 | -0.02 | 0.53 | -0.06 | 0.5
Spare Capacity | 0.14 | 0.14 | 0.15 | 0.15 | 0.12 | 0.12 | 0.13 | 0.13 | 0.15 | 0.15
Margin Against Seasonal Peak Load | 0.13 | 0.25 | 0.13 | 0.25 | 0.13 | 0.25 | 0.13 | 0.26 | 0.14 | 0.26
Adequacy Reference Margin | 0.27 | 0.39 | 0.28 | 0.4 | 0.25 | 0.37 | 0.26 | 0.39 | 0.29 | 0.41
Import Capacity | 0.55 | 0.55 | 0.55 | 0.55 | 0.55 | 0.55 | 1.35 | 1.35 | 1.55 | 1.55
Export Capacity | 0.55 | 0.55 | 0.55 | 0.55 | 0.55 | 0.55 | 1.18 | 1.18 | 1.18 | 1.18

## NL (new)
ENTSO-E System Adequacy Forecast 2014 - 2025 ( Database: 20.05.2014 )
Country: | THE NETHERLANDS
National Representativeness Index (%): | 100
Generation Scenario: | Conservative Scenario A
insert datetime: | 31.01.2014 20:39:00
update datetime: | 25.02.2014 17:14:00
This data may not be used without mentioning the source: 'Data provided by ENTSO-E'
| 2014 |  | 2015 |  | 2016 |  | 2020 |  | 2025
National Power Data | January 19:00 pm | July 11:00 am | January 19:00 pm | July 11:00 am | January 19:00 pm | July 11:00 am | January 19:00 pm | July 11:00 am | January 19:00 pm | July 11:00 am
Nuclear Power | 0.49 | 0.49 | 0.49 | 0.49 | 0.49 | 0.49 | 0.49 | 0.49 | 0.49 | 0.49
Fossil Fuels | 26.71 | 26.71 | 28.27 | 28.27 | 26.59 | 26.59 | 25.52 | 25.52 | 25.3 | 25.3
Lignite | 0 | 0 | 0 | 0 | 0 | 0 | 0 | 0 | 0 | 0
Hard Coal | 5.72 | 5.72 | 7.28 | 7.28 | 5.67 | 5.67 | 4.62 | 4.62 | 4.62 | 4.62
Gas | 20.01 | 20.01 | 20 | 20 | 19.95 | 19.95 | 19.93 | 19.93 | 19.7 | 19.7
Oil | 0 | 0 | 0 | 0 | 0 | 0 | 0 | 0 | 0 | 0
Mixed Fuels | 0.97 | 0.97 | 0.97 | 0.97 | 0.97 | 0.97 | 0.97 | 0.97 | 0.97 | 0.97
Renewable Energy Sources (other than hydro) | 3.43 | 3.43 | 3.43 | 3.43 | 3.43 | 3.43 | 3.43 | 3.43 | 3.43 | 3.43
Wind | 2.53 | 2.53 | 2.53 | 2.53 | 2.53 | 2.53 | 2.53 | 2.53 | 2.53 | 2.53
of which onshore | 2.3 | 2.3 | 2.3 | 2.3 | 2.3 | 2.3 | 2.3 | 2.3 | 2.3 | 2.3
of which offshore | 0.23 | 0.23 | 0.2 | 0.2 | 0.23 | 0.23 | 0.23 | 0.23 | 0.23 | 0.23
Solar | 0.5 | 0.5 | 0.5 | 0.5 | 0.5 | 0.5 | 0.5 | 0.5 | 0.5 | 0.5
Biomass | 0.4 | 0.4 | 0.4 | 0.4 | 0.4 | 0.4 | 0.4 | 0.4 | 0.4 | 0.4
Hydro power (total) | 0.04 | 0.04 | 0.04 | 0.04 | 0.04 | 0.04 | 0.04 | 0.04 | 0.04 | 0.04
of which renewable hydro generation | 0.04 | 0.04 | 0.04 | 0.04 | 0.04 | 0.04 | 0.04 | 0.04 | 0.04 | 0.04
Not Clearly Identifiable Energy Sources | 0.68 | 0.68 | 0.68 | 0.68 | 0.68 | 0.68 | 0.68 | 0.68 | 0.68 | 0.68
Net generating Capacity | 31.35 | 31.35 | 32.91 | 32.91 | 31.23 | 31.23 | 30.16 | 30.16 | 29.94 | 29.94
Non-Usable Capacity | 4.47 | 4.47 | 5.54 | 5.54 | 5.67 | 5.67 | 5.75 | 5.75 | 7.6 | 7.6
Maintenance and Overhauls | 1.1 | 1.1 | 1.16 | 1.16 | 1.09 | 1.09 | 1.05 | 1.05 | 1.04 | 1.04
Outages | 0.96 | 0.96 | 1.01 | 1.01 | 0.95 | 0.95 | 0.92 | 0.92 | 0.91 | 0.91
System Service Reserve | 0.3 | 0.3 | 0.3 | 0.3 | 0.3 | 0.3 | 0.3 | 0.3 | 0.3 | 0.3
Unavailable Capacity | 6.83 | 6.83 | 8.01 | 8.01 | 8.01 | 8.01 | 8.02 | 8.02 | 9.85 | 9.85
Reliable Available Capacity | 24.52 | 24.52 | 24.9 | 24.9 | 23.22 | 23.22 | 22.14 | 22.14 | 20.09 | 20.09
Load | 16.41 | 14.62 | 16.61 | 14.8 | 16.82 | 14.99 | 17.67 | 15.75 | 18.58 | 16.56
Load Management | 1 | 1 | 1 | 1 | 1 | 1 | 1 | 1 | 1 | 1
Remaining Capacity | 9.11 | 10.9 | 9.29 | 11.1 | 7.4 | 9.23 | 5.47 | 7.39 | 2.51 | 4.53
Spare Capacity | 1.57 | 1.57 | 1.65 | 1.65 | 1.56 | 1.56 | 1.51 | 1.51 | 1.5 | 1.5
Margin Against Seasonal Peak Load | 1.53 | 1.88 | 1.55 | 1.91 | 1.58 | 1.94 | 1.7 | 2.09 | 1.88 | 2.3
Adequacy Reference Margin | 3.1 | 3.45 | 3.2 | 3.56 | 3.14 | 3.5 | 3.21 | 3.6 | 3.38 | 3.8
Import Capacity | 5.45 | 5.45 | 5.45 | 5.45 | 5.45 | 5.45 | 8.15 | 8.15 | 9.12 | 9.12
Export Capacity | 5.45 | 5.45 | 5.45 | 5.45 | 5.45 | 5.45 | 8.15 | 8.15 | 9.12 | 9.12

## NO (new)
ENTSO-E System Adequacy Forecast 2014 - 2025 ( Database: 20.05.2014 )
Country: | NORWAY
National Representativeness Index (%):
Generation Scenario: | Conservative Scenario A
insert datetime: | 07.01.2014 14:30:00
update datetime: | 03.03.2014 12:24:00
This data may not be used without mentioning the source: 'Data provided by ENTSO-E'
| 2014 |  | 2015 |  | 2016 |  | 2020 |  | 2025
National Power Data | January 19:00 pm | July 11:00 am | January 19:00 pm | July 11:00 am | January 19:00 pm | July 11:00 am | January 19:00 pm | July 11:00 am | January 19:00 pm | July 11:00 am
Nuclear Power | 0 | 0
Fossil Fuels | 1.15 | 1.15 | 1.2 | 1.2 | 1.2 | 1.2 | 1.3 | 1.3 | 1.3 | 1.3
Lignite | 0 | 0 | 0 | 0 | 0 | 0 | 0 | 0 | 0 | 0
Hard Coal | 0 | 0 | 0 | 0 | 0 | 0 | 0 | 0 | 0 | 0
Gas | 1.15 | 1.15 | 1.2 | 1.2 | 1.2 | 1.2 | 1.3 | 1.3 | 1.3 | 1.3
Oil | 0 | 0 | 0 | 0 | 0 | 0 | 0 | 0 | 0 | 0
Mixed Fuels | 0 | 0 | 0 | 0 | 0 | 0 | 0 | 0 | 0 | 0
Renewable Energy Sources (other than hydro) | 0.74 | 0.74 | 1 | 1 | 1.2 | 1.2 | 1.5 | 1.5 | 1.7 | 1.7
Wind | 0.74 | 0.74 | 1 | 1 | 1.2 | 1.2 | 1.5 | 1.5 | 1.7 | 1.7
of which onshore | 0.74 | 0.74 | 1 | 1 | 1.2 | 1.2 | 1.5 | 1.5 | 1.7 | 1.7
of which offshore | 0 | 0 | 0 | 0 | 0 | 0 | 0 | 0 | 0 | 0
Solar | 0 | 0 | 0 | 0 | 0 | 0 | 0 | 0 | 0 | 0
Biomass | 0 | 0 | 0 | 0 | 0 | 0 | 0 | 0 | 0 | 0
Hydro power (total) | 30.8 | 30.8 | 31.5 | 31.5 | 31.7 | 31.7 | 32.5 | 32.5 | 34 | 34
of which renewable hydro generation | 30 | 30 | 30.7 | 30.7 | 31 | 31 | 31.7 | 31.7 | 32.2 | 32.2
Not Clearly Identifiable Energy Sources | 0 | 0
Net generating Capacity | 32.69 | 32.69 | 33.7 | 33.7 | 34.1 | 34.1 | 35.3 | 35.3 | 37 | 37
Non-Usable Capacity | 4 | 1 | 4.5 | 1 | 4 | 2 | 5 | 1 | 5 | 1
Maintenance and Overhauls | 1 | 4 | 1 | 4 | 1 | 3 | 1 | 4.5 | 1 | 4
Outages |  |  | 0 | 0
System Service Reserve | 1.2 | 1.2 | 1.2 | 1.2 | 1.2 | 1.2 | 1.2 | 1.2 | 1.2 | 1.2
Unavailable Capacity | 6.2 | 6.2 | 6.7 | 6.2 | 6.2 | 6.2 | 7.2 | 6.7 | 7.2 | 6.2
Reliable Available Capacity | 26.49 | 26.49 | 27 | 27.5 | 27.9 | 27.9 | 28.1 | 28.6 | 29.8 | 30.8
Load | 21.7 | 10.8 | 21.4 | 10.7 | 21.4 | 10.7 | 22 | 11.5 | 24 | 13
Load Management | 0 | 0
Remaining Capacity | 4.79 | 15.69 | 5.6 | 16.8 | 6.5 | 17.2 | 6.1 | 17.1 | 5.8 | 17.8
Spare Capacity | 0 | 0
Margin Against Seasonal Peak Load | 2.3 | 1.2 | 2.6 | 1.3 | 2.3 | 1.2 | 2 | 1 | 2 | 1
Adequacy Reference Margin | 2.3 | 1.2 | 2.6 | 1.3 | 2.3 | 1.2 | 2 | 1 | 2 | 1
Import Capacity | 4.8 | 4.8 | 5.5 | 5.5 | 5.5 | 5.5 | 8.3 | 8.3 | 8.3 | 8.3
Export Capacity | 4.3 | 4.3 | 5.5 | 5.5 | 5.5 | 5.5 | 8.3 | 8.3 | 8.3 | 8.3

## PL (new)
ENTSO-E System Adequacy Forecast 2014 - 2025 ( Database: 20.05.2014 )
Country: | POLAND
National Representativeness Index (%): | 100
Generation Scenario: | Conservative Scenario A
insert datetime: | 07.02.2014 16:35:00
update datetime: | 12.02.2014 11:33:00
This data may not be used without mentioning the source: 'Data provided by ENTSO-E'
| 2014 |  | 2015 |  | 2016 |  | 2020 |  | 2025
National Power Data | January 19:00 pm | July 11:00 am | January 19:00 pm | July 11:00 am | January 19:00 pm | July 11:00 am | January 19:00 pm | July 11:00 am | January 19:00 pm | July 11:00 am
Nuclear Power | 0 | 0 | 0 | 0 | 0 | 0 | 0 | 0 | 0 | 0
Fossil Fuels | 29.25 | 29.26 | 29.21 | 29.22 | 28.36 | 28.37 | 27.89 | 27.89 | 27.71 | 27.71
Lignite | 8.58 | 8.58 | 8.64 | 8.64 | 7.97 | 7.97 | 7.34 | 7.34 | 7.34 | 7.34
Hard Coal | 19.75 | 19.76 | 19.48 | 19.49 | 18.13 | 18.14 | 18.29 | 18.29 | 18.11 | 18.11
Gas | 0.92 | 0.92 | 1.09 | 1.09 | 2.26 | 2.26 | 2.26 | 2.26 | 2.26 | 2.26
Oil | 0 | 0 | 0 | 0 | 0 | 0 | 0 | 0 | 0 | 0
Mixed Fuels | 0 | 0 | 0 | 0 | 0 | 0 | 0 | 0 | 0 | 0
Renewable Energy Sources (other than hydro) | 4.17 | 4.36 | 4.55 | 4.75 | 4.95 | 5.17 | 5.87 | 5.87 | 5.87 | 5.87
Wind | 3.44 | 3.63 | 3.82 | 4.01 | 4.2 | 4.39 | 5.09 | 5.09 | 5.09 | 5.09
of which onshore | 3.44 | 3.63 | 3.82 | 4.01 | 4.2 | 4.39 | 5.09 | 5.09 | 5.09 | 5.09
of which offshore | 0 | 0 | 0 | 0 | 0 | 0 | 0 | 0 | 0 | 0
Solar | 0 | 0 | 0 | 0 | 0 | 0 | 0 | 0 | 0 | 0
Biomass | 0.72 | 0.72 | 0.73 | 0.73 | 0.74 | 0.78 | 0.78 | 0.78 | 0.78 | 0.78
Hydro power (total) | 2.36 | 2.36 | 2.37 | 2.37 | 2.37 | 2.37 | 2.39 | 2.39 | 2.39 | 2.39
of which renewable hydro generation | 0.94 | 0.94 | 0.95 | 0.95 | 0.96 | 0.96 | 0.97 | 0.97 | 0.97 | 0.97
Not Clearly Identifiable Energy Sources | 0 | 0 | 0 | 0 | 0 | 0 | 0 | 0 | 0 | 0
Net generating Capacity | 35.78 | 35.98 | 36.13 | 36.34 | 35.68 | 35.91 | 36.15 | 36.15 | 35.97 | 35.97
Non-Usable Capacity | 6.03 | 8.28 | 6.37 | 8.62 | 6.63 | 8.84 | 7.4 | 9.39 | 7.38 | 9.37
Maintenance and Overhauls | 1.33 | 3.89 | 1.33 | 3.89 | 1.29 | 3.79 | 1.28 | 3.73 | 1.27 | 3.71
Outages | 1.44 | 1.55 | 1.44 | 1.55 | 1.4 | 1.51 | 1.38 | 1.49 | 1.38 | 1.48
System Service Reserve | 0.94 | 0.94 | 0.94 | 0.94 | 0.94 | 0.94 | 1.14 | 1.14 | 1.14 | 1.14
Unavailable Capacity | 9.74 | 14.66 | 10.08 | 15 | 10.26 | 15.08 | 11.2 | 15.75 | 11.17 | 15.7
Reliable Available Capacity | 26.04 | 21.32 | 26.05 | 21.34 | 25.42 | 20.83 | 24.95 | 20.4 | 24.8 | 20.27
Load | 22.37 | 19.12 | 22.74 | 19.52 | 23.06 | 19.88 | 24.36 | 21.32 | 26 | 23.13
Load Management | 0.03 | 0.03 | 0.03 | 0.03 | 0.2 | 0.2 | 0.2 | 0.2 | 0.2 | 0.2
Remaining Capacity | 3.7 | 2.23 | 3.34 | 1.85 | 2.56 | 1.15 | 0.79 | -0.72 | -1 | -2.66
Spare Capacity | 1.79 | 1.8 | 1.81 | 1.82 | 1.78 | 1.8 | 1.81 | 1.84 | 1.8 | 1.8
Margin Against Seasonal Peak Load | 1.3 | 0.7 | 1.3 | 0.7 | 1.3 | 0.7 | 1.3 | 0.7 | 1.3 | 0.7
Adequacy Reference Margin | 3.09 | 2.5 | 3.11 | 2.52 | 3.08 | 2.5 | 3.11 | 2.54 | 3.1 | 2.5
Import Capacity | 0.82 | 0.82 | 0.82 | 0.82 | 1.32 | 1.32 | 2.92 | 2.92 | 4.42 | 4.42
Export Capacity | 0.5 | 1 | 0.5 | 1 | 0.5 | 1 | 4.7 | 4.7 | 5.2 | 5.2

## PT (new)
ENTSO-E System Adequacy Forecast 2014 - 2025 ( Database: 20.05.2014 )
Country: | PORTUGAL
National Representativeness Index (%): | 100
Generation Scenario: | Conservative Scenario A
insert datetime: | 31.01.2014 14:58:00
update datetime: | 03.02.2014 19:23:00
This data may not be used without mentioning the source: 'Data provided by ENTSO-E'
| 2014 |  | 2015 |  | 2016 |  | 2020 |  | 2025
National Power Data | January 19:00 pm | July 11:00 am | January 19:00 pm | July 11:00 am | January 19:00 pm | July 11:00 am | January 19:00 pm | July 11:00 am | January 19:00 pm | July 11:00 am
Nuclear Power | 0 | 0 | 0 | 0 | 0 | 0 | 0 | 0 | 0 | 0
Fossil Fuels | 5.59 | 5.59 | 5.59 | 5.59 | 5.59 | 5.59 | 4.41 | 4.41 | 2.84 | 2.84
Lignite | 0 | 0 | 0 | 0 | 0 | 0 | 0 | 0 | 0 | 0
Hard Coal | 1.76 | 1.76 | 1.76 | 1.76 | 1.76 | 1.76 | 0.58 | 0.58 | 0 | 0
Gas | 3.83 | 3.83 | 3.83 | 3.83 | 3.83 | 3.83 | 3.83 | 3.83 | 2.84 | 2.84
Oil | 0 | 0 | 0 | 0 | 0 | 0 | 0 | 0 | 0 | 0
Mixed Fuels | 0 | 0 | 0 | 0 | 0 | 0 | 0 | 0 | 0 | 0
Renewable Energy Sources (other than hydro) | 5.4 | 5.46 | 5.52 | 5.6 | 5.68 | 5.68 | 5.68 | 5.68 | 5.68 | 5.68
Wind | 4.41 | 4.43 | 4.45 | 4.48 | 4.5 | 4.5 | 4.5 | 4.5 | 4.5 | 4.5
of which onshore | 4.41 | 4.43 | 4.45 | 4.48 | 4.5 | 4.5 | 4.5 | 4.5 | 4.5 | 4.5
of which offshore | 0 | 0 | 0 | 0 | 0 | 0 | 0 | 0 | 0 | 0
Solar | 0.23 | 0.27 | 0.31 | 0.35 | 0.39 | 0.39 | 0.39 | 0.39 | 0.39 | 0.39
Biomass | 0.2 | 0.2 | 0.2 | 0.21 | 0.22 | 0.22 | 0.22 | 0.22 | 0.22 | 0.22
Hydro power (total) | 5.53 | 5.53 | 5.77 | 6.51 | 6.51 | 6.51 | 7.41 | 7.41 | 7.41 | 7.41
of which renewable hydro generation | 5.53 | 5.53 | 5.77 | 6.51 | 6.51 | 6.51 | 7.41 | 7.41 | 7.41 | 7.41
Not Clearly Identifiable Energy Sources | 1.31 | 1.32 | 1.32 | 1.33 | 1.34 | 1.34 | 1.34 | 1.34 | 1.34 | 1.34
Net generating Capacity | 17.83 | 17.9 | 18.2 | 19.03 | 19.12 | 19.12 | 18.84 | 18.84 | 17.27 | 17.27
Non-Usable Capacity | 5.03 | 6.55 | 5.15 | 6.79 | 5.42 | 6.86 | 5.12 | 6.72 | 4.91 | 6.55
Maintenance and Overhauls | 0 | 0 | 0 | 0 | 0 | 0 | 0 | 0 | 0 | 0
Outages | 0.42 | 0.42 | 0.42 | 0.42 | 0.42 | 0.42 | 0.42 | 0.42 | 0.42 | 0.42
System Service Reserve | 0.69 | 0.66 | 0.7 | 0.67 | 0.7 | 0.67 | 0.75 | 0.72 | 0.78 | 0.75
Unavailable Capacity | 6.14 | 7.63 | 6.27 | 7.88 | 6.54 | 7.95 | 6.29 | 7.86 | 6.11 | 7.72
Reliable Available Capacity | 11.69 | 10.27 | 11.93 | 11.15 | 12.58 | 11.17 | 12.55 | 10.98 | 11.16 | 9.55
Load | 7.93 | 6.67 | 8.06 | 6.78 | 8.07 | 6.79 | 8.37 | 7.03 | 8.96 | 7.53
Load Management | 0 | 0 | 0 | 0 | 0 | 0 | 0 | 0 | 0 | 0
Remaining Capacity | 3.76 | 3.6 | 3.87 | 4.37 | 4.51 | 4.38 | 4.18 | 3.95 | 2.2 | 2.02
Spare Capacity | 1.69 | 1.41 | 1.73 | 1.53 | 1.83 | 1.53 | 1.87 | 1.44 | 1.62 | 1.37
Margin Against Seasonal Peak Load | 0.54 | 0.3 | 0.55 | 0.3 | 0.55 | 0.31 | 0.57 | 0.32 | 0.61 | 0.34
Adequacy Reference Margin | 2.23 | 1.71 | 2.28 | 1.83 | 2.38 | 1.84 | 2.44 | 1.76 | 2.23 | 1.71
Import Capacity | 1.28 | 1.28 | 1.76 | 1.76 | 1.76 | 1.76 | 2.4 | 2.4 | 2.56 | 2.56
Export Capacity | 1.36 | 1.36 | 2.24 | 2.24 | 2.24 | 2.24 | 2.4 | 2.4 | 2.56 | 2.56

## RO (new)
ENTSO-E System Adequacy Forecast 2014 - 2025 ( Database: 20.05.2014 )
Country: | ROMANIA
National Representativeness Index (%):
Generation Scenario: | Conservative Scenario A
insert datetime: | 31.01.2014 10:46:00
update datetime: | 04.02.2014 09:39:00
This data may not be used without mentioning the source: 'Data provided by ENTSO-E'
| 2014 |  | 2015 |  | 2016 |  | 2020 |  | 2025
National Power Data | January 19:00 pm | July 11:00 am | January 19:00 pm | July 11:00 am | January 19:00 pm | July 11:00 am | January 19:00 pm | July 11:00 am | January 19:00 pm | July 11:00 am
Nuclear Power | 1.3 | 1.3 | 1.3 | 1.3 | 1.3 | 1.3 | 1.3 | 1.3 | 1.3 | 1.3
Fossil Fuels | 9.09 | 9.09 | 8.51 | 8.51 | 8.06 | 8.06 | 7.33 | 7.33 | 7.48 | 7.48
Lignite | 3.81 | 3.81 | 3.33 | 3.33 | 3.33 | 3.33 | 3.19 | 3.19 | 3.36 | 3.36
Hard Coal | 1.08 | 1.08 | 1.08 | 1.08 | 0.9 | 0.9 | 0.9 | 0.9 | 0.9 | 0.9
Gas | 1.87 | 1.87 | 2.06 | 2.06 | 1.87 | 1.87 | 2.22 | 2.22 | 2.2 | 2.2
Oil | 0 | 0 | 0 | 0 | 0 | 0 | 0 | 0 | 0 | 0
Mixed Fuels | 2.32 | 2.32 | 2.04 | 2.04 | 1.96 | 1.96 | 1.02 | 1.02 | 1.02 | 1.02
Renewable Energy Sources (other than hydro) | 3.48 | 4.09 | 5.13 | 5.13 | 5.45 | 5.45 | 6.4 | 6.4 | 6.7 | 6.7
Wind | 2.55 | 2.7 | 3 | 3 | 3.3 | 3.3 | 4.2 | 4.2 | 4.5 | 4.5
of which onshore | 2.55 | 2.7 | 3 | 3 | 3.3 | 3.3 | 4.2 | 4.2 | 4.5 | 4.5
of which offshore | 0 | 0 | 0 | 0 | 0 | 0 | 0 | 0 | 0 | 0
Solar | 0.84 | 1.3 | 2 | 2 | 2 | 2 | 2 | 2 | 2 | 2
Biomass | 0.09 | 0.09 | 0.13 | 0.13 | 0.15 | 0.15 | 0.2 | 0.2 | 0.2 | 0.2
Hydro power (total) | 6.28 | 6.28 | 6.47 | 6.47 | 6.57 | 6.57 | 6.67 | 6.67 | 6.67 | 6.67
of which renewable hydro generation | 0.39 | 0.39 | 0.48 | 0.48 | 0.49 | 0.49 | 0.49 | 0.49 | 0.49 | 0.49
Not Clearly Identifiable Energy Sources
Net generating Capacity | 20.15 | 20.76 | 21.41 | 21.41 | 21.38 | 21.38 | 21.7 | 21.7 | 22.15 | 22.15
Non-Usable Capacity | 5.49 | 6.25 | 6.4 | 6.32 | 6.64 | 6.63 | 7.19 | 7.34 | 7.4 | 7.61
Maintenance and Overhauls | 0.75 | 2.18 | 1.35 | 2.43 | 1.34 | 2.37 | 1.42 | 2.28 | 1.43 | 2.25
Outages | 1.02 | 0.78 | 1.04 | 0.79 | 1.06 | 0.82 | 1.06 | 0.85 | 1.18 | 0.97
System Service Reserve | 1.1 | 1.1 | 1.1 | 1.1 | 1.19 | 1.19 | 1.46 | 1.46 | 1.55 | 1.55
Unavailable Capacity | 8.36 | 10.31 | 9.89 | 10.64 | 10.23 | 11.01 | 11.13 | 11.93 | 11.56 | 12.38
Reliable Available Capacity | 11.79 | 10.45 | 11.52 | 10.77 | 11.15 | 10.37 | 10.57 | 9.77 | 10.59 | 9.77
Load | 7.87 | 6 | 7.97 | 6.1 | 8.15 | 6.3 | 8.87 | 7.1 | 9.8 | 8.1
Load Management
Remaining Capacity | 3.92 | 4.45 | 3.55 | 4.67 | 3 | 4.07 | 1.7 | 2.67 | 0.79 | 1.67
Spare Capacity | 1.01 | 1.04 | 1.07 | 1.07 | 1.07 | 1.07 | 1.08 | 1.08 | 1.11 | 1.11
Margin Against Seasonal Peak Load | 0.38 | 0.27 | 0.39 | 0.28 | 0.4 | 0.29 | 0.46 | 0.33 | 0.52 | 0.37
Adequacy Reference Margin | 1.39 | 1.31 | 1.46 | 1.35 | 1.47 | 1.36 | 1.54 | 1.41 | 1.63 | 1.48
Import Capacity | 1.5 | 1.7 | 1.5 | 1.7 | 2 | 2.2 | 2.3 | 2.5 | 3 | 3
Export Capacity | 2.3 | 1.65 | 2.3 | 1.65 | 2.5 | 1.85 | 2.9 | 2.25 | 3.5 | 3.5

## RS (new)
ENTSO-E System Adequacy Forecast 2014 - 2025 ( Database: 20.05.2014 )
Country: | SERBIA
National Representativeness Index (%): | 100
Generation Scenario: | Conservative Scenario A
insert datetime: | 29.01.2014 10:15:00
update datetime: | 11.02.2014 18:12:00
This data may not be used without mentioning the source: 'Data provided by ENTSO-E'
| 2014 |  | 2015 |  | 2016 |  | 2020 |  | 2025
National Power Data | January 19:00 pm | July 11:00 am | January 19:00 pm | July 11:00 am | January 19:00 pm | July 11:00 am | January 19:00 pm | July 11:00 am | January 19:00 pm | July 11:00 am
Nuclear Power | 0 | 0 | 0 | 0 | 0 | 0 | 0 | 0 | 0 | 0
Fossil Fuels | 5.24 | 5.24 | 5.33 | 5.33 | 5.59 | 5.59 | 6.04 | 6.04 | 5.29 | 5.29
Lignite | 5 | 5 | 5.09 | 5.09 | 5.14 | 5.14 | 5.42 | 5.42 | 4.68 | 4.68
Hard Coal | 0 | 0 | 0 | 0 | 0 | 0 | 0 | 0 | 0 | 0
Gas | 0.24 | 0.24 | 0.24 | 0.24 | 0.45 | 0.45 | 0.61 | 0.61 | 0.61 | 0.61
Oil | 0 | 0 | 0 | 0 | 0 | 0 | 0 | 0 | 0 | 0
Mixed Fuels | 0 | 0 | 0 | 0 | 0 | 0 | 0 | 0 | 0 | 0
Renewable Energy Sources (other than hydro) | 0 | 0 | 0.1 | 0.1 | 0.32 | 0.32 | 0.72 | 0.72 | 0.72 | 0.72
Wind | 0 | 0 | 0.1 | 0.1 | 0.32 | 0.32 | 0.71 | 0.71 | 0.71 | 0.71
of which onshore | 0 | 0 | 0.1 | 0.1 | 0.32 | 0.32 | 0.71 | 0.71 | 0.71 | 0.71
of which offshore | 0 | 0 | 0 | 0 | 0 | 0 | 0 | 0 | 0 | 0
Solar | 0 | 0 | 0 | 0 | 0 | 0 | 0.01 | 0.01 | 0.01 | 0.01
Biomass | 0 | 0 | 0 | 0 | 0 | 0 | 0 | 0 | 0 | 0
Hydro power (total) | 2.98 | 2.98 | 3 | 3 | 3.02 | 3.02 | 3.21 | 3.21 | 4.45 | 4.45
of which renewable hydro generation | 2.38 | 2.38 | 2.4 | 2.4 | 2.42 | 2.42 | 2.61 | 2.61 | 3.17 | 3.17
Not Clearly Identifiable Energy Sources | 0 | 0 | 0 | 0 | 0 | 0 | 0 | 0 | 0 | 0
Net generating Capacity | 8.22 | 8.22 | 8.43 | 8.43 | 8.93 | 8.93 | 9.96 | 9.96 | 10.46 | 10.46
Non-Usable Capacity | 0 | 0 | 0.08 | 0.09 | 0.24 | 0.28 | 0.54 | 0.63 | 0.54 | 0.63
Maintenance and Overhauls | 0.18 | 1.46 | 0.2 | 1.89 | 0.03 | 1.99 | 0 | 1.39 | 0 | 1.46
Outages | 0.6 | 0.51 | 0.61 | 0.48 | 0.64 | 0.49 | 0.65 | 0.54 | 0.57 | 0.54
System Service Reserve | 0.57 | 0.52 | 0.57 | 0.52 | 0.57 | 0.52 | 0.58 | 0.53 | 0.59 | 0.53
Unavailable Capacity | 1.35 | 2.49 | 1.47 | 2.98 | 1.48 | 3.28 | 1.77 | 3.08 | 1.7 | 3.16
Reliable Available Capacity | 6.87 | 5.73 | 6.96 | 5.45 | 7.45 | 5.65 | 8.19 | 6.88 | 8.76 | 7.3
Load | 6.12 | 3.64 | 6.51 | 3.67 | 6.59 | 3.71 | 6.89 | 3.88 | 7.24 | 4.08
Load Management | 0 | 0 | 0 | 0 | 0 | 0 | 0 | 0 | 0 | 0
Remaining Capacity | 0.75 | 2.09 | 0.45 | 1.78 | 0.86 | 1.94 | 1.3 | 3 | 1.52 | 3.22
Spare Capacity | 0.41 | 0.41 | 0.42 | 0.42 | 0.45 | 0.45 | 0.5 | 0.5 | 0.52 | 0.52
Margin Against Seasonal Peak Load | 1.33 | 1.05 | 1 | 1.05 | 0.97 | 1.07 | 0.97 | 1.12 | 0.98 | 1.17
Adequacy Reference Margin | 1.75 | 1.46 | 1.42 | 1.48 | 1.42 | 1.51 | 1.47 | 1.61 | 1.5 | 1.69
Import Capacity | 3.68 | 1.68 | 4.28 | 2.48 | 4.78 | 3.08 | 4.78 | 3.08 | 5.98 | 4.68
Export Capacity | 3.34 | 1.12 | 3.94 | 1.92 | 4.44 | 2.52 | 4.44 | 2.52 | 5.64 | 4.12

## SE (new)
ENTSO-E System Adequacy Forecast 2014 - 2025 ( Database: 20.05.2014 )
Country: | SWEDEN
National Representativeness Index (%):
Generation Scenario: | Conservative Scenario A
insert datetime: | 20.01.2014 14:04:00
update datetime: | 11.02.2014 13:45:00
This data may not be used without mentioning the source: 'Data provided by ENTSO-E'
| 2014 |  | 2015 |  | 2016 |  | 2020 |  | 2025
National Power Data | January 19:00 pm | July 11:00 am | January 19:00 pm | July 11:00 am | January 19:00 pm | July 11:00 am | January 19:00 pm | July 11:00 am | January 19:00 pm | July 11:00 am
Nuclear Power | 9.38 | 9.6 | 9.6 | 9.6 | 9.6 | 9.6 | 10 | 10 | 10 | 10
Fossil Fuels | 5.87 | 5.87 | 5.3 | 5.3 | 4.9 | 4.9 | 3.5 | 3.5 | 3.5 | 3.5
Lignite | 0 | 0 | 0 | 0 | 0 | 0 | 0 | 0 | 0 | 0
Hard Coal | 0.23 | 0.23 | 0.1 | 0.1 | 0.1 | 0.1 | 0 | 0 | 0 | 0
Gas | 0.92 | 0.92 | 0.8 | 0.8 | 0.8 | 0.8 | 0.4 | 0.4 | 0.4 | 0.4
Oil | 4.62 | 4.62 | 4.3 | 4.3 | 3.9 | 3.9 | 3.1 | 3.1 | 3.1 | 3.1
Mixed Fuels | 0.1 | 0.1 | 0.1 | 0.1 | 0.1 | 0.1 | 0 | 0 | 0 | 0
Renewable Energy Sources (other than hydro) | 6.8 | 6.8 | 7.7 | 7.7 | 8.2 | 8.2 | 10.5 | 10.5 | 10.5 | 10.5
Wind | 3.56 | 3.56 | 4.1 | 4.1 | 4.4 | 4.4 | 5.5 | 5.5 | 5.5 | 5.5
of which onshore | 3.4 | 3.4 | 3.9 | 3.9 | 4.2 | 4.2 | 5.3 | 5.3 | 5.3 | 5.3
of which offshore | 0.16 | 0.16 | 0.2 | 0.2 | 0.2 | 0.2 | 0.2 | 0.2 | 0.2 | 0.2
Solar | 0 | 0 | 0 | 0 | 0 | 0 | 0 | 0 | 0 | 0
Biomass | 3.24 | 3.24 | 3.6 | 3.6 | 3.8 | 3.8 | 5 | 5 | 5 | 5
Hydro power (total) | 16.2 | 16.2 | 16.2 | 16.2 | 16.2 | 16.2 | 16.2 | 16.2 | 16.2 | 16.2
of which renewable hydro generation | 16.2 | 16.2 | 16.2 | 16.2 | 16.2 | 16.2 | 16.2 | 16.2 | 16.2 | 16.2
Not Clearly Identifiable Energy Sources | 0 | 0 | 0 | 0 | 0 | 0 | 0 | 0 | 0 | 0
Net generating Capacity | 38.25 | 38.47 | 38.8 | 38.8 | 38.9 | 38.9 | 40.2 | 40.2 | 40.2 | 40.2
Non-Usable Capacity | 8.73 | 8.74 | 9.2 | 9.2 | 9.5 | 9.5 | 10.5 | 10.5 | 10.5 | 10.5
Maintenance and Overhauls | 0.92 | 2.81 | 0.92 | 2.77 | 0.9 | 2.8 | 0.9 | 2.8 | 0.9 | 2.8
Outages | 0 | 0 | 0 | 0 | 0 | 0 | 0 | 0 | 0 | 0
System Service Reserve | 1.4 | 1.4 | 1.4 | 1.4 | 1.4 | 1.4 | 1.4 | 1.4 | 1.4 | 1.4
Unavailable Capacity | 11.05 | 12.95 | 11.52 | 13.37 | 11.8 | 13.7 | 12.8 | 14.7 | 12.8 | 14.7
Reliable Available Capacity | 27.2 | 25.52 | 27.28 | 25.43 | 27.1 | 25.2 | 27.4 | 25.5 | 27.4 | 25.5
Load | 22.62 | 14.18 | 23.2 | 14.8 | 23.3 | 14.8 | 23.3 | 14.9 | 23.3 | 14.9
Load Management | 0.46 | 0 | 0.8 | 0 | 0.8 | 0 | 0.8 | 0 | 0.8 | 0
Remaining Capacity | 5.04 | 11.34 | 4.88 | 10.63 | 4.6 | 10.4 | 4.9 | 10.6 | 4.9 | 10.6
Spare Capacity | 0.6 | 0.6 | 0.8 | 0.8 | 0.8 | 0.8 | 0.8 | 0.8 | 0.8 | 0.8
Margin Against Seasonal Peak Load | 3.38 | 3.64 | 3.2 | 3.8 | 3.2 | 3.8 | 3.3 | 3.8 | 3.3 | 3.8
Adequacy Reference Margin | 3.98 | 4.24 | 4 | 4.6 | 4 | 4.6 | 4.1 | 4.6 | 4.1 | 4.6
Import Capacity | 10.3 | 10.3 | 10.3 | 10.3 | 11 | 11 | 11 | 11 | 11 | 11
Export Capacity | 9.9 | 9.9 | 9.9 | 9.9 | 10.6 | 10.6 | 10.6 | 10.6 | 10.6 | 10.6

## SI (new)
ENTSO-E System Adequacy Forecast 2014 - 2025 ( Database: 20.05.2014 )
Country: | SLOVENIA
National Representativeness Index (%):
Generation Scenario: | Conservative Scenario A
insert datetime: | 31.01.2014 14:16:00
update datetime: | 10.02.2014 12:10:00
This data may not be used without mentioning the source: 'Data provided by ENTSO-E'
| 2014 |  | 2015 |  | 2016 |  | 2020 |  | 2025
National Power Data | January 19:00 pm | July 11:00 am | January 19:00 pm | July 11:00 am | January 19:00 pm | July 11:00 am | January 19:00 pm | July 11:00 am | January 19:00 pm | July 11:00 am
Nuclear Power | 0.7 | 0.7 | 0.7 | 0.7 | 0.7 | 0.7 | 0.7 | 0.7 | 0.7 | 0.7
Fossil Fuels | 1.15 | 1.15 | 1.39 | 1.39 | 1.24 | 1.24 | 1.21 | 1.21 | 1.21 | 1.21
Lignite | 0.55 | 0.55 | 0.85 | 0.85 | 0.85 | 0.85 | 0.85 | 0.85 | 0.85 | 0.85
Hard Coal | 0.22 | 0.22 | 0.22 | 0.22 | 0.08 | 0.08 | 0.05 | 0.05 | 0.05 | 0.05
Gas | 0.08 | 0.08 | 0.08 | 0.08 | 0.08 | 0.08 | 0.08 | 0.08 | 0.08 | 0.08
Oil | 0 | 0 | 0 | 0 | 0 | 0 | 0 | 0 | 0 | 0
Mixed Fuels | 0.29 | 0.29 | 0.23 | 0.23 | 0.23 | 0.23 | 0.23 | 0.23 | 0.23 | 0.23
Renewable Energy Sources (other than hydro) | 0.25 | 0.25 | 0.25 | 0.25 | 0.25 | 0.25 | 0.25 | 0.25 | 0.25 | 0.25
Wind | 0 | 0 | 0 | 0 | 0 | 0 | 0 | 0 | 0 | 0
of which onshore | 0 | 0 | 0 | 0 | 0 | 0 | 0 | 0 | 0 | 0
of which offshore | 0 | 0 | 0 | 0 | 0 | 0 | 0 | 0 | 0 | 0
Solar | 0.25 | 0.25 | 0.25 | 0.25 | 0.25 | 0.25 | 0.25 | 0.25 | 0.25 | 0.25
Biomass | 0 | 0 | 0 | 0 | 0 | 0 | 0 | 0 | 0 | 0
Hydro power (total) | 1.14 | 1.14 | 1.14 | 1.14 | 1.14 | 1.14 | 1.14 | 1.14 | 1.14 | 1.14
of which renewable hydro generation | 0.96 | 0.96 | 0.96 | 0.96 | 0.96 | 0.96 | 0.96 | 0.96 | 0.96 | 0.96
Not Clearly Identifiable Energy Sources | 0 | 0 | [6 empty] | 0 | 0
Net generating Capacity | 3.23 | 3.23 | 3.48 | 3.48 | 3.33 | 3.33 | 3.3 | 3.3 | 3.29 | 3.29
Non-Usable Capacity | 0.58 | 0.23 | 0.58 | 0.23 | 0.58 | 0.23 | 0.58 | 0.23 | 0.58 | 0.23
Maintenance and Overhauls
Outages
System Service Reserve | 0.28 | 0.28 | 0.42 | 0.42 | 0.42 | 0.42 | 0.42 | 0.42 | 0.42 | 0.42
Unavailable Capacity | 0.86 | 0.51 | 1 | 0.65 | 1 | 0.65 | 1 | 0.65 | 1 | 0.65
Reliable Available Capacity | 2.37 | 2.72 | 2.48 | 2.83 | 2.33 | 2.68 | 2.3 | 2.65 | 2.29 | 2.64
Load | 1.94 | 1.51 | 2.28 | 2.11 | 2.32 | 2.16 | 2.55 | 2.42 | 2.75 | 2.67
Load Management | [6 empty] | 0 | 0
Remaining Capacity | 0.43 | 1.21 | 0.2 | 0.72 | 0.01 | 0.52 | -0.25 | 0.23 | -0.46 | -0.03
Spare Capacity | 0.16 | 0.16 | 0.17 | 0.17 | 0.17 | 0.17 | 0.16 | 0.16 | 0.16 | 0.16
Margin Against Seasonal Peak Load | 0.06 | 0.3 | 0.06 | 0.13 | 0.06 | 0.14 | 0.05 | 0.15 | 0.06 | 0.02
Adequacy Reference Margin | 0.22 | 0.46 | 0.23 | 0.3 | 0.23 | 0.31 | 0.21 | 0.31 | 0.21 | 0.18
Import Capacity | 2.11 | 2.11 | 2.11 | 2.11 | 2.11 | 2.11 | 3.8 | 3.8 | 3.8 | 3.8
Export Capacity | 2.78 | 2.78 | 2.78 | 2.78 | 2.78 | 2.78 | 4.55 | 4.55 | 4.55 | 4.55

## SK (new)
ENTSO-E System Adequacy Forecast 2014 - 2025 ( Database: 20.05.2014 )
Country: | SLOVAK REPUBLIC
National Representativeness Index (%): | 100
Generation Scenario: | Conservative Scenario A
insert datetime: | 07.01.2014 16:19:00
update datetime: | 25.02.2014 08:40:00
This data may not be used without mentioning the source: 'Data provided by ENTSO-E'
| 2014 |  | 2015 |  | 2016 |  | 2020 |  | 2025
National Power Data | January 19:00 pm | July 11:00 am | January 19:00 pm | July 11:00 am | January 19:00 pm | July 11:00 am | January 19:00 pm | July 11:00 am | January 19:00 pm | July 11:00 am
Nuclear Power | 1.82 | 1.82 | 2.3 | 2.3 | 2.7 | 2.7 | 2.8 | 2.8 | 2.9 | 2.9
Fossil Fuels | 2.64 | 2.64 | 2.64 | 2.64 | 2.23 | 2.23 | 1.79 | 1.79 | 1.79 | 1.79
Lignite | 0.44 | 0.44 | 0.44 | 0.44 | 0.25 | 0.25 | 0.25 | 0.25 | 0.25 | 0.25
Hard Coal | 0.42 | 0.42 | 0.42 | 0.42 | 0.2 | 0.2 | 0.2 | 0.2 | 0.2 | 0.2
Gas | 0.92 | 0.92 | 0.92 | 0.92 | 0.92 | 0.92 | 0.48 | 0.48 | 0.48 | 0.48
Oil | 0.26 | 0.26 | 0.26 | 0.26 | 0.26 | 0.26 | 0.26 | 0.26 | 0.26 | 0.26
Mixed Fuels | 0.6 | 0.6 | 0.6 | 0.6 | 0.6 | 0.6 | 0.6 | 0.6 | 0.6 | 0.6
Renewable Energy Sources (other than hydro) | 0.71 | 0.71 | 0.72 | 0.72 | 0.74 | 0.74 | 0.79 | 0.79 | 1 | 1
Wind | 0 | 0 | 0 | 0 | 0 | 0 | 0 | 0 | 0.12 | 0.12
of which onshore | 0 | 0 | 0 | 0 | 0 | 0 | 0 | 0 | 0.12 | 0.12
of which offshore | 0 | 0 | 0 | 0 | 0 | 0 | 0 | 0 | 0 | 0
Solar | 0.52 | 0.52 | 0.52 | 0.52 | 0.53 | 0.53 | 0.54 | 0.54 | 0.59 | 0.59
Biomass | 0.19 | 0.19 | 0.2 | 0.2 | 0.21 | 0.21 | 0.24 | 0.24 | 0.28 | 0.28
Hydro power (total) | 2.54 | 2.54 | 2.55 | 2.55 | 2.55 | 2.55 | 2.58 | 2.58 | 2.62 | 2.62
of which renewable hydro generation | 1.62 | 1.62 | 1.63 | 1.63 | 1.64 | 1.64 | 1.66 | 1.66 | 1.71 | 1.71
Not Clearly Identifiable Energy Sources | 0 | 0 | 0 | 0 | 0 | 0 | 0 | 0
Net generating Capacity | 7.71 | 7.71 | 8.21 | 8.21 | 8.22 | 8.22 | 7.96 | 7.96 | 8.31 | 8.31
Non-Usable Capacity | 3.13 | 3.44 | 2.91 | 3.39 | 2.89 | 3.36 | 2.45 | 2.92 | 2.5 | 2.94
Maintenance and Overhauls | 0 | 0.95 | 0 | 0.95 | 0 | 0.95 | 0 | 0.95 | 0 | 0.95
Outages | 0.24 | 0.11 | 0.22 | 0.1 | 0.22 | 0.1 | 0.22 | 0.1 | 0.22 | 0.1
System Service Reserve | 1.14 | 1.08 | 1.14 | 1.08 | 1.16 | 1.1 | 1.18 | 1.12 | 1.29 | 1.22
Unavailable Capacity | 4.51 | 5.58 | 4.27 | 5.52 | 4.27 | 5.51 | 3.85 | 5.09 | 4.01 | 5.21
Reliable Available Capacity | 3.2 | 2.13 | 3.94 | 2.69 | 3.95 | 2.71 | 4.11 | 2.87 | 4.3 | 3.1
Load | 3.83 | 3.31 | 3.88 | 3.35 | 3.92 | 3.39 | 4.11 | 3.55 | 4.36 | 3.77
Load Management | 0 | 0 | 0 | 0 | 0 | 0 | 0 | 0
Remaining Capacity | -0.63 | -1.18 | 0.06 | -0.66 | 0.03 | -0.68 | 0 | -0.68 | -0.06 | -0.67
Spare Capacity | 0.39 | 0.39 | 0.41 | 0.41 | 0.41 | 0.41 | 0.4 | 0.4 | 0.42 | 0.42
Margin Against Seasonal Peak Load | 0 | 0 | 0 | 0 | 0 | 0 | 0 | 0
Adequacy Reference Margin | 0.39 | 0.39 | 0.41 | 0.41 | 0.41 | 0.41 | 0.4 | 0.4 | 0.42 | 0.42
Import Capacity | 4.7 | 4.45 | 4.85 | 4.72 | 4.67 | 4.82 | 4.13 | 4.27 | 4.14 | 4.16
Export Capacity | 2.47 | 1.93 | 2.46 | 2.06 | 2.66 | 2.27 | 4.15 | 4.06 | 4.12 | 4.09

## UA_W
ENTSO-E System Adequacy Forecast 2014 - 2025 ( Database: 20.05.2014 )
Country: | UKRAINE WEST
National Representativeness Index (%):
Generation Scenario: | Conservative Scenario A
insert datetime:
update datetime:
This data may not be used without mentioning the source: 'Data provided by ENTSO-E'
| 2014 |  | 2015 |  | 2016 |  | 2020 |  | 2025
National Power Data | January 19:00 pm | July 11:00 am | January 19:00 pm | July 11:00 am | January 19:00 pm | July 11:00 am | January 19:00 pm | July 11:00 am | January 19:00 pm | July 11:00 am
Nuclear Power
Fossil Fuels
Lignite
Hard Coal
Gas
Oil
Mixed Fuels
Renewable Energy Sources (other than hydro)
Wind
of which onshore
of which offshore
Solar
Biomass
Hydro power (total)
of which renewable hydro generation
Not Clearly Identifiable Energy Sources
Net generating Capacity
Non-Usable Capacity
Maintenance and Overhauls
Outages
System Service Reserve
Unavailable Capacity
Reliable Available Capacity
Load
Load Management
Remaining Capacity
Spare Capacity
Margin Against Seasonal Peak Load
Adequacy Reference Margin
Import Capacity
Export Capacity